## dtypes
| element | column | dtype
0 | bus | name | object
1 | bus | vn_kv | float64
2 | bus | type | object
3 | bus | zone | object
4 | bus | in_service | bool
5 | bus | NodeId | object
6 | bus | LNodeName | object
7 | bus | Type | int64
8 | bus | LNodeType | object
9 | bus | Pl | float64
10 | bus | Ql | float64
11 | bus | S_inst | float64
12 | bus | bus_idpp | int64
13 | load | name | object
14 | load | bus | uint32
15 | load | p_mw | float64
16 | load | q_mvar | float64
17 | load | const_z_percent | float64
18 | load | const_i_percent | float64
19 | load | sn_mva | object
20 | load | scaling | int64
21 | load | in_service | bool
22 | load | type | object
23 | sgen | name | object
24 | sgen | bus | int64
25 | sgen | p_mw | float64
26 | sgen | q_mvar | float64
27 | sgen | sn_mva | float64
28 | sgen | scaling | float64
29 | sgen | in_service | bool
30 | sgen | type | object
31 | sgen | current_source | bool
32 | storage | name | object
33 | storage | bus | int64
34 | storage | p_mw | float64
35 | storage | q_mvar | float64
36 | storage | sn_mva | float64
37 | storage | soc_percent | float64
38 | storage | min_e_mwh | float64
39 | storage | max_e_mwh | float64
40 | storage | scaling | float64
41 | storage | in_service | bool
42 | storage | type | object
43 | gen | name | object
44 | gen | bus | uint32
45 | gen | p_mw | float64
46 | gen | vm_pu | float64
47 | gen | sn_mva | float64
48 | gen | min_q_mvar | float64
49 | gen | max_q_mvar | float64
50 | gen | scaling | float64
51 | gen | slack | bool
52 | gen | in_service | bool
53 | gen | type | object
54 | switch | bus | int64
55 | switch | element | int64
56 | switch | et | object
57 | switch | type | object
58 | switch | closed | bool
59 | switch | name | object
60 | switch | z_ohm | float64
61 | shunt | bus | uint32
62 | shunt | name | object
63 | shunt | q_mvar | float64
64 | shunt | p_mw | float64
65 | shunt | vn_kv | float64
66 | shunt | step | uint32
67 | shunt | max_step | uint32
68 | shunt | in_service | bool
69 | ext_grid | name | object
70 | ext_grid | bus | uint32
71 | ext_grid | vm_pu | float64
72 | ext_grid | va_degree | float64
73 | ext_grid | in_service | bool
74 | line | name | object
75 | line | std_type | object
76 | line | from_bus | uint32
77 | line | to_bus | uint32
78 | line | length_km | float64
79 | line | r_ohm_per_km | float64
80 | line | x_ohm_per_km | float64
81 | line | c_nf_per_km | float64
82 | line | g_us_per_km | float64
83 | line | max_i_ka | float64
84 | line | df | float64
85 | line | parallel | uint32
86 | line | type | object
87 | line | in_service | bool
88 | line | BranchId | object
89 | line | Name | object
90 | line | Node1 | object
91 | line | Node2 | object
92 | line | Feeder | object
93 | line | Mat_Id | object
94 | line | Material | object
95 | line | A | object
96 | line | Sn | object
97 | line | Vn | object
98 | line | OnOff | object
99 | line | FeederId | object
100 | line | FeederName | object
101 | trafo | name | object
102 | trafo | std_type | object
103 | trafo | hv_bus | uint32
104 | trafo | lv_bus | uint32
105 | trafo | sn_mva | float64
106 | trafo | vn_hv_kv | float64
107 | trafo | vn_lv_kv | float64
108 | trafo | vk_percent | float64
109 | trafo | vkr_percent | float64
110 | trafo | pfe_kw | float64
111 | trafo | i0_percent | float64
112 | trafo | shift_degree | float64
113 | trafo | tap_side | object
114 | trafo | tap_neutral | int32
115 | trafo | tap_min | int32
116 | trafo | tap_max | int32
117 | trafo | tap_step_percent | float64
118 | trafo | tap_step_degree | float64
119 | trafo | tap_pos | int32
120 | trafo | tap_phase_shifter | bool
121 | trafo | parallel | uint32
122 | trafo | df | float64
123 | trafo | in_service | bool
124 | trafo3w | name | object
125 | trafo3w | std_type | object
126 | trafo3w | hv_bus | uint32
127 | trafo3w | mv_bus | uint32
128 | trafo3w | lv_bus | uint32
129 | trafo3w | sn_hv_mva | float64
130 | trafo3w | sn_mv_mva | float64
131 | trafo3w | sn_lv_mva | float64
132 | trafo3w | vn_hv_kv | float64
133 | trafo3w | vn_mv_kv | float64
134 | trafo3w | vn_lv_kv | float64
135 | trafo3w | vk_hv_percent | float64
136 | trafo3w | vk_mv_percent | float64
137 | trafo3w | vk_lv_percent | float64
138 | trafo3w | vkr_hv_percent | float64
139 | trafo3w | vkr_mv_percent | float64
140 | trafo3w | vkr_lv_percent | float64
141 | trafo3w | pfe_kw | float64
142 | trafo3w | i0_percent | float64
143 | trafo3w | shift_mv_degree | float64
144 | trafo3w | shift_lv_degree | float64
145 | trafo3w | tap_side | object
146 | trafo3w | tap_neutral | int32
147 | trafo3w | tap_min | int32
148 | trafo3w | tap_max | int32
149 | trafo3w | tap_step_percent | float64
150 | trafo3w | tap_step_degree | float64
151 | trafo3w | tap_pos | int32
152 | trafo3w | tap_at_star_point | bool
153 | trafo3w | in_service | bool
154 | impedance | name | object
155 | impedance | from_bus | uint32
156 | impedance | to_bus | uint32
157 | impedance | rft_pu | float64
158 | impedance | xft_pu | float64
159 | impedance | rtf_pu | float64
160 | impedance | xtf_pu | float64
161 | impedance | sn_mva | float64
162 | impedance | in_service | bool
163 | dcline | name | object
164 | dcline | from_bus | uint32
165 | dcline | to_bus | uint32
166 | dcline | p_mw | float64
167 | dcline | loss_percent | float64
168 | dcline | loss_mw | float64
169 | dcline | vm_from_pu | float64
170 | dcline | vm_to_pu | float64
171 | dcline | max_p_mw | float64
172 | dcline | min_q_from_mvar | float64
173 | dcline | min_q_to_mvar | float64
174 | dcline | max_q_from_mvar | float64
175 | dcline | max_q_to_mvar | float64
176 | dcline | in_service | bool
177 | ward | name | object
178 | ward | bus | uint32
179 | ward | ps_mw | float64
180 | ward | qs_mvar | float64
181 | ward | qz_mvar | float64
182 | ward | pz_mw | float64
183 | ward | in_service | bool
184 | xward | name | object
185 | xward | bus | uint32
186 | xward | ps_mw | float64
187 | xward | qs_mvar | float64
188 | xward | qz_mvar | float64
189 | xward | pz_mw | float64
190 | xward | r_ohm | float64
191 | xward | x_ohm | float64
192 | xward | vm_pu | float64
193 | xward | in_service | bool
194 | measurement | name | object
195 | measurement | measurement_type | object
196 | measurement | element_type | object
197 | measurement | element | uint32
198 | measurement | value | float64
199 | measurement | std_dev | float64
200 | measurement | side | object
201 | pwl_cost | power_type | object
202 | pwl_cost | element | object
203 | pwl_cost | et | object
204 | pwl_cost | points | object
205 | poly_cost | element | object
206 | poly_cost | et | object
207 | poly_cost | cp0_eur | float64
208 | poly_cost | cp1_eur_per_mw | float64
209 | poly_cost | cp2_eur_per_mw2 | float64
210 | poly_cost | cq0_eur | float64
211 | poly_cost | cq1_eur_per_mvar | float64
212 | poly_cost | cq2_eur_per_mvar2 | float64
213 | line_geodata | coords | object
214 | bus_geodata | x | float64
215 | bus_geodata | y | float64
216 | bus_geodata | coords | object
217 | _empty_res_bus | vm_pu | float64
218 | _empty_res_bus | va_degree | float64
219 | _empty_res_bus | p_mw | float64
220 | _empty_res_bus | q_mvar | float64
221 | _empty_res_ext_grid | p_mw | float64
222 | _empty_res_ext_grid | q_mvar | float64
223 | _empty_res_line | p_from_mw | float64
224 | _empty_res_line | q_from_mvar | float64
225 | _empty_res_line | p_to_mw | float64
226 | _empty_res_line | q_to_mvar | float64
227 | _empty_res_line | pl_mw | float64
228 | _empty_res_line | ql_mvar | float64
229 | _empty_res_line | i_from_ka | float64
230 | _empty_res_line | i_to_ka | float64
231 | _empty_res_line | i_ka | float64
232 | _empty_res_line | vm_from_pu | float64
233 | _empty_res_line | va_from_degree | float64
234 | _empty_res_line | vm_to_pu | float64
235 | _empty_res_line | va_to_degree | float64
236 | _empty_res_line | loading_percent | float64
237 | _empty_res_trafo | p_hv_mw | float64
238 | _empty_res_trafo | q_hv_mvar | float64
239 | _empty_res_trafo | p_lv_mw | float64
240 | _empty_res_trafo | q_lv_mvar | float64
241 | _empty_res_trafo | pl_mw | float64
242 | _empty_res_trafo | ql_mvar | float64
243 | _empty_res_trafo | i_hv_ka | float64
244 | _empty_res_trafo | i_lv_ka | float64
245 | _empty_res_trafo | vm_hv_pu | float64
246 | _empty_res_trafo | va_hv_degree | float64
247 | _empty_res_trafo | vm_lv_pu | float64
248 | _empty_res_trafo | va_lv_degree | float64
249 | _empty_res_trafo | loading_percent | float64
250 | _empty_res_trafo3w | p_hv_mw | float64
251 | _empty_res_trafo3w | q_hv_mvar | float64
252 | _empty_res_trafo3w | p_mv_mw | float64
253 | _empty_res_trafo3w | q_mv_mvar | float64
254 | _empty_res_trafo3w | p_lv_mw | float64
255 | _empty_res_trafo3w | q_lv_mvar | float64
256 | _empty_res_trafo3w | pl_mw | float64
257 | _empty_res_trafo3w | ql_mvar | float64
258 | _empty_res_trafo3w | i_hv_ka | float64
259 | _empty_res_trafo3w | i_mv_ka | float64
260 | _empty_res_trafo3w | i_lv_ka | float64
261 | _empty_res_trafo3w | vm_hv_pu | float64
262 | _empty_res_trafo3w | va_hv_degree | float64
263 | _empty_res_trafo3w | vm_mv_pu | float64
264 | _empty_res_trafo3w | va_mv_degree | float64
265 | _empty_res_trafo3w | vm_lv_pu | float64
266 | _empty_res_trafo3w | va_lv_degree | float64
267 | _empty_res_trafo3w | va_internal_degree | float64
268 | _empty_res_trafo3w | vm_internal_pu | float64
269 | _empty_res_trafo3w | loading_percent | float64
270 | _empty_res_load | p_mw | float64
271 | _empty_res_load | q_mvar | float64
272 | _empty_res_sgen | p_mw | float64
273 | _empty_res_sgen | q_mvar | float64
274 | _empty_res_storage | p_mw | float64
275 | _empty_res_storage | q_mvar | float64
276 | _empty_res_gen | p_mw | float64
277 | _empty_res_gen | q_mvar | float64
278 | _empty_res_gen | va_degree | float64
279 | _empty_res_gen | vm_pu | float64
280 | _empty_res_shunt | p_mw | float64
281 | _empty_res_shunt | q_mvar | float64
282 | _empty_res_shunt | vm_pu | float64
283 | _empty_res_impedance | p_from_mw | float64
284 | _empty_res_impedance | q_from_mvar | float64
285 | _empty_res_impedance | p_to_mw | float64
286 | _empty_res_impedance | q_to_mvar | float64
287 | _empty_res_impedance | pl_mw | float64
288 | _empty_res_impedance | ql_mvar | float64
289 | _empty_res_impedance | i_from_ka | float64
290 | _empty_res_impedance | i_to_ka | float64
291 | _empty_res_dcline | p_from_mw | float64
292 | _empty_res_dcline | q_from_mvar | float64
293 | _empty_res_dcline | p_to_mw | float64
294 | _empty_res_dcline | q_to_mvar | float64
295 | _empty_res_dcline | pl_mw | float64
296 | _empty_res_dcline | vm_from_pu | float64
297 | _empty_res_dcline | va_from_degree | float64
298 | _empty_res_dcline | vm_to_pu | float64
299 | _empty_res_dcline | va_to_degree | float64
300 | _empty_res_ward | p_mw | float64
301 | _empty_res_ward | q_mvar | float64
302 | _empty_res_ward | vm_pu | float64
303 | _empty_res_xward | p_mw | float64
304 | _empty_res_xward | q_mvar | float64
305 | _empty_res_xward | vm_pu | float64
306 | _empty_res_xward | va_internal_degree | float64
307 | _empty_res_xward | vm_internal_pu | float64
308 | res_bus | vm_pu | float64
309 | res_bus | va_degree | float64
310 | res_bus | p_mw | float64
311 | res_bus | q_mvar | float64
312 | res_line | p_from_mw | float64
313 | res_line | q_from_mvar | float64
314 | res_line | p_to_mw | float64
315 | res_line | q_to_mvar | float64
316 | res_line | pl_mw | float64
317 | res_line | ql_mvar | float64
318 | res_line | i_from_ka | float64
319 | res_line | i_to_ka | float64
320 | res_line | i_ka | float64
321 | res_line | vm_from_pu | float64
322 | res_line | va_from_degree | float64
323 | res_line | vm_to_pu | float64
324 | res_line | va_to_degree | float64
325 | res_line | loading_percent | float64
326 | res_trafo | p_hv_mw | float64
327 | res_trafo | q_hv_mvar | float64
328 | res_trafo | p_lv_mw | float64
329 | res_trafo | q_lv_mvar | float64
330 | res_trafo | pl_mw | float64
331 | res_trafo | ql_mvar | float64
332 | res_trafo | i_hv_ka | float64
333 | res_trafo | i_lv_ka | float64
334 | res_trafo | vm_hv_pu | float64
335 | res_trafo | va_hv_degree | float64
336 | res_trafo | vm_lv_pu | float64
337 | res_trafo | va_lv_degree | float64
338 | res_trafo | loading_percent | float64
339 | res_trafo3w | p_hv_mw | float64
340 | res_trafo3w | q_hv_mvar | float64
341 | res_trafo3w | p_mv_mw | float64
342 | res_trafo3w | q_mv_mvar | float64
343 | res_trafo3w | p_lv_mw | float64
344 | res_trafo3w | q_lv_mvar | float64
345 | res_trafo3w | pl_mw | float64
346 | res_trafo3w | ql_mvar | float64
347 | res_trafo3w | i_hv_ka | float64
348 | res_trafo3w | i_mv_ka | float64
349 | res_trafo3w | i_lv_ka | float64
350 | res_trafo3w | vm_hv_pu | float64
351 | res_trafo3w | va_hv_degree | float64
352 | res_trafo3w | vm_mv_pu | float64
353 | res_trafo3w | va_mv_degree | float64
354 | res_trafo3w | vm_lv_pu | float64
355 | res_trafo3w | va_lv_degree | float64
356 | res_trafo3w | va_internal_degree | float64
357 | res_trafo3w | vm_internal_pu | float64
358 | res_trafo3w | loading_percent | float64
359 | res_impedance | p_from_mw | float64
360 | res_impedance | q_from_mvar | float64
361 | res_impedance | p_to_mw | float64
362 | res_impedance | q_to_mvar | float64
363 | res_impedance | pl_mw | float64
364 | res_impedance | ql_mvar | float64
365 | res_impedance | i_from_ka | float64
366 | res_impedance | i_to_ka | float64
367 | res_ext_grid | p_mw | float64
368 | res_ext_grid | q_mvar | float64
369 | res_load | p_mw | float64
370 | res_load | q_mvar | float64
371 | res_sgen | p_mw | float64
372 | res_sgen | q_mvar | float64
373 | res_storage | p_mw | float64
374 | res_storage | q_mvar | float64
375 | res_shunt | p_mw | float64
376 | res_shunt | q_mvar | float64
377 | res_shunt | vm_pu | float64
378 | res_gen | p_mw | float64
379 | res_gen | q_mvar | float64
380 | res_gen | va_degree | float64
381 | res_gen | vm_pu | float64
382 | res_ward | p_mw | float64
383 | res_ward | q_mvar | float64
384 | res_ward | vm_pu | float64
385 | res_xward | p_mw | float64
386 | res_xward | q_mvar | float64
387 | res_xward | vm_pu | float64
388 | res_xward | va_internal_degree | float64
389 | res_xward | vm_internal_pu | float64
390 | res_dcline | p_from_mw | float64
391 | res_dcline | q_from_mvar | float64
392 | res_dcline | p_to_mw | float64
393 | res_dcline | q_to_mvar | float64
394 | res_dcline | pl_mw | float64
395 | res_dcline | vm_from_pu | float64
396 | res_dcline | va_from_degree | float64
397 | res_dcline | vm_to_pu | float64
398 | res_dcline | va_to_degree | float64

## parameters
parameter
version | 2.0.1
converged | TRUE
name
f_hz | 50
sn_mva | 1
OPF_converged | FALSE

## bus
| name | vn_kv | type | zone | in_service | NodeId | LNodeName | Type | LNodeType | Pl | Ql | S_inst | bus_idpp
0 | 6027069 | 20 | b | - | TRUE | 6027069 | D0850-039 | 1 | O | 0 | 0 | 0 | 0
1 | 6068619 | 20 | b | - | TRUE | 6068619 | T0832 ÈISTILNA NAPRAVA KOFJA | 1 | TP | 0.339 | 0.111 | 1030 | 1
2 | 6000661 | 20 | b | - | TRUE | 6000661 | T0756 EIR | 1 | TP | 0.082 | 0.027 | 250 | 2
3 | 6000082 | 20 | b | - | TRUE | 6000082 | T0074 ZABRAJDA | 1 | TP | 0.047 | 0.015 | 250 | 3
4 | 6113893 | 20 | b | - | TRUE | 6113893 | T0088 BODOVLJE | 1 | TP | 0.03 | 0.009 | 160 | 4
5 | 6079813 | 20 | b | - | TRUE | 6079813 | T0357 ZMINEC | 1 | TP | 0.047 | 0.015 | 250 | 5
6 | 6000628 | 20 | b | - | TRUE | 6000628 | T0672 ZMINEC PRIMOIÈ | 1 | TP | 0.03 | 0.009 | 160 | 6
7 | 6206061 | 20 | b | - | TRUE | 6206061 | T0604 EFERT | 1 | TP | 0.009 | 0.003 | 50 | 7
8 | 6000216 | 20 | b | - | TRUE | 6000216 | T0221 PUTAL VIKEND | 1 | TP | 0.009 | 0.003 | 50 | 8
9 | 6000745 | 20 | b | - | TRUE | 6000745 | T0924 JARÈK | 1 | TP | 0.018 | 0.006 | 100 | 9
10 | 6000123 | 20 | b | - | TRUE | 6000123 | T0118 HRASTNICA | 1 | TP | 0.018 | 0.006 | 100 | 10
11 | 6000607 | 20 | b | - | TRUE | 6000607 | T0648 OBOLT | 1 | TP | 0.009 | 0.003 | 50 | 11
12 | 6000555 | 20 | b | - | TRUE | 6000555 | T0591 OSOVNIK | 1 | TP | 0.009 | 0.003 | 50 | 12
13 | 6000449 | 20 | b | - | TRUE | 6000449 | T0471 BREZNICA | 1 | TP | 0.009 | 0.003 | 50 | 13
14 | 6000425 | 20 | b | - | TRUE | 6000425 | T0446 LUBNIK | 1 | TP | 0.018 | 0.006 | 100 | 14
15 | 6176277 | 20 | b | - | TRUE | 6176277 | T0235 GABRKA GORA | 1 | TP | 0.009 | 0.003 | 50 | 15
16 | 6000629 | 20 | b | - | TRUE | 6000629 | T0673 SVETEGA PETRA HRIB | 1 | TP | 0.009 | 0.003 | 50 | 16
17 | 6000573 | 20 | b | - | TRUE | 6000573 | T0610 PEAR | 1 | TP | 0.009 | 0.003 | 50 | 17
18 | 6027465 | 20 | b | - | TRUE | 6027465 | D0851-035 | 1 | O | 0 | 0 | 0 | 18
19 | 6000665 | 20 | b | - | TRUE | 6000665 | T0762 TERMO BODOVLJE | 1 | TP | 0.237 | 0.078 | 1260 | 19
20 | 6027777 | 20 | b | - | TRUE | 6027777 | D0861-001 | 1 | O | 0 | 0 | 0 | 20
21 | 6000790 | 20 | b | - | TRUE | 6000790 | T0972 BODOVELJSKA GRAPA | 1 | TP | 0.009 | 0.003 | 50 | 21
22 | 6027121 | 20 | b | - | TRUE | 6027121 | D0850-089 | 1 | O | 0 | 0 | 0 | 22
23 | 6027214 | 20 | b | - | TRUE | 6027214 | D0850-090 | 1 | O | 0 | 0 | 0 | 23
24 | 6027504 | 20 | b | - | TRUE | 6027504 | D0850-095 | 1 | O | 0 | 0 | 0 | 24
25 | 6000744 | 20 | b | - | TRUE | 6000744 | T0923 RUPAR SOPOTNICA | 1 | TP | 0.009 | 0.003 | 50 | 25
26 | 6027154 | 20 | b | - | TRUE | 6027154 | D0850-121 | 1 | O | 0 | 0 | 0 | 26
27 | 6027167 | 20 | b | - | TRUE | 6027167 | D0850-131 | 1 | O | 0 | 0 | 0 | 27
28 | 6000133 | 20 | b | - | TRUE | 6000133 | T0130 FRANKOVO NASELJE | 1 | TP | 0.498 | 0.163 | 1030 | 28
29 | 6000250 | 20 | b | - | TRUE | 6000250 | T0254 HAFNARJEVO NASELJE | 1 | TP | 0.088 | 0.028 | 400 | 29
30 | 6000568 | 20 | b | - | TRUE | 6000568 | T0605 FRANKOVO NASELJE ZAHOD | 1 | TP | 0.295 | 0.097 | 1000 | 30
31 | 6000090 | 20 | b | - | TRUE | 6000090 | T0083 VIRMAE | 1 | TP | 0.077 | 0.025 | 160 | 31
32 | 6000101 | 20 | b | - | TRUE | 6000101 | T0094 PEVNO | 1 | TP | 0.035 | 0.011 | 160 | 32
33 | 6000115 | 20 | b | - | TRUE | 6000115 | T0109 SENICA | 1 | TP | 0.083 | 0.027 | 250 | 33
34 | 6000119 | 20 | b | - | TRUE | 6000119 | T0113 GODEIÈ STOLPNA | 1 | TP | 0.042 | 0.014 | 160 | 34
35 | 6000138 | 20 | b | - | TRUE | 6000138 | T0135 TRATA K LOKA | 1 | TP | 0.028 | 0.009 | 400 | 35
36 | 6000146 | 20 | b | - | TRUE | 6000146 | T0145 SVETI DUH-GRAD | 1 | TP | 0.193 | 0.063 | 400 | 36
37 | 6000238 | 20 | b | - | TRUE | 6000238 | T0195 GROHARJEVO NASELJE | 1 | TP | 0.096 | 0.031 | 630 | 37
38 | 9000582 | 20 | b | - | TRUE | 9000582 | T0195 GROHARJEVO NASELJE | 1 | TP | 0 | 0 | 0 | 38
39 | 6213329 | 20 | b | - | TRUE | 6213329 | T0238 VIGRED | 1 | TP | 0.013 | 0.004 | 50 | 39
40 | 6000267 | 20 | b | - | TRUE | 6000267 | T0272 STOLPNICA KOFJA LOKA | 1 | TP | 0.207 | 0.068 | 630 | 40
41 | 6000297 | 20 | b | - | TRUE | 6000297 | T0303 PARTIZANSKA CESTA K.LOK | 1 | TP | 0.393 | 0.129 | 1000 | 41
42 | 6000343 | 20 | b | - | TRUE | 6000343 | T0350 STOLPNICA ZA HOTELOM | 1 | TP | 0.329 | 0.108 | 1000 | 42
43 | 6000348 | 20 | b | - | TRUE | 6000348 | T0358 VIRLOG | 1 | TP | 0.035 | 0.011 | 160 | 43
44 | 6000363 | 20 | b | - | TRUE | 6000363 | T0376 RETEÈE PRI DANILU | 1 | TP | 0.083 | 0.027 | 250 | 44
45 | 6000368 | 20 | b | - | TRUE | 6000368 | T0382 GODEIÈ LOIÈ | 1 | TP | 0.013 | 0.004 | 50 | 45
46 | 6000370 | 20 | b | - | TRUE | 6000370 | T0384 PODLUBNIK STOLPNICA | 1 | TP | 0.207 | 0.068 | 630 | 46
47 | 6000387 | 20 | b | - | TRUE | 6000387 | T0402 VETERSKO POLJE | 1 | TP | 0.207 | 0.068 | 630 | 47
48 | 6000395 | 20 | b | - | TRUE | 6000395 | T0410 KROJ ODEJA | 1 | TP | 0.277 | 0.091 | 1260 | 48
49 | 6000407 | 20 | b | - | TRUE | 6000407 | T0426 PAPIRNICA | 1 | TP | 0.021 | 0.007 | 100 | 49
50 | 6080677 | 20 | b | - | TRUE | 6080677 | T0473 LIPICA | 1 | TP | 0.106 | 0.035 | 400 | 50
51 | 6000455 | 20 | b | - | TRUE | 6000455 | T0478 STOLPNICA VETERSKO POLJ | 1 | TP | 0.207 | 0.068 | 630 | 51
52 | 6215528 | 20 | b | - | TRUE | 6215528 | T0487 FORME | 1 | TP | 0 | 0 | 0 | 52
53 | 6075633 | 20 | b | - | TRUE | 6075633 | T0506 VETER | 1 | TP | 0.035 | 0.011 | 160 | 53
54 | 6103982 | 20 | b | - | TRUE | 6103982 | T0509 CRNGROB | 1 | TP | 0.035 | 0.011 | 160 | 54
55 | 6000487 | 20 | b | - | TRUE | 6000487 | T0512 GORENJA VAS RETEÈE | 1 | TP | 0.083 | 0.027 | 250 | 55
56 | 6000492 | 20 | b | - | TRUE | 6000492 | T0517 RETEÈE PRI CERKVI | 1 | TP | 0.042 | 0.014 | 160 | 56
57 | 6068406 | 20 | b | - | TRUE | 6068406 | T0551 GRENC | 1 | TP | 0.193 | 0.063 | 400 | 57
58 | 6083681 | 20 | b | - | TRUE | 6083681 | T0561 SPODNJA ABNICA | 1 | TP | 0 | 0 | 0 | 58
59 | 6000575 | 20 | b | - | TRUE | 6000575 | T0612 MOKRIN | 1 | TP | 0.021 | 0.007 | 100 | 59
60 | 6000611 | 20 | b | - | TRUE | 6000611 | T0652 SORA SAMOSTAN | 1 | TP | 0.07 | 0.023 | 250 | 60
61 | 6000623 | 20 | b | - | TRUE | 6000623 | T0665 TRATA VAS | 1 | TP | 0.088 | 0.028 | 400 | 61
62 | 6000680 | 20 | b | - | TRUE | 6000680 | T0797 BETONARNA TEHNIK | 1 | TP | 0.096 | 0.031 | 630 | 62
63 | 6000682 | 20 | b | - | TRUE | 6000682 | T0800 ELRA RETEÈE | 1 | TP | 0.671 | 0.22 | 2000 | 63
64 | 6000717 | 20 | b | - | TRUE | 6000717 | T0892 VP CRNGROB | 1 | TP | 0.035 | 0.011 | 160 | 64
65 | 6000746 | 20 | b | - | TRUE | 6000746 | T0925 POD PLEVNO | 1 | TP | 0.247 | 0.081 | 630 | 65
66 | 6178900 | 20 | b | - | TRUE | 6178900 | T0980 DIFA | 1 | TP | 0.283 | 0.093 | 630 | 66
67 | 6027674 | 20 | b | - | TRUE | 6027674 | T1003 SVETI DUH PRI CERKVI | 1 | TP | 0.12 | 0.039 | 250 | 67
68 | 6027677 | 20 | b | - | TRUE | 6027677 | T1013 TRNOVEC | 1 | TP | 0.028 | 0.009 | 100 | 68
69 | 6027687 | 20 | b | - | TRUE | 6027687 | T1036 SVETI DUH GORAJTE | 1 | TP | 0.077 | 0.025 | 160 | 69
70 | 6000295 | 20 | b | - | TRUE | 6000295 | T0301 PODLUBNIK | 1 | TP | 0.131 | 0.043 | 400 | 70
71 | 6000386 | 20 | b | - | TRUE | 6000386 | T0401 PODLUBNIK OLA | 1 | TP | 0.207 | 0.068 | 630 | 71
72 | 6000377 | 20 | b | - | TRUE | 6000377 | T0391 STARA LOKA | 1 | TP | 0.207 | 0.068 | 630 | 72
73 | 6080348 | 20 | b | - | TRUE | 6080348 | T0177 VINCARJE | 1 | TP | 0.082 | 0.027 | 250 | 73
74 | 6000647 | 20 | b | - | TRUE | 6000647 | T0714 LTH VINCARJE I. | 1 | TP | 0.393 | 0.129 | 1000 | 74
75 | 6000668 | 20 | b | - | TRUE | 6000668 | T0771 LTH VINCARJE | 1 | TP | 1.258 | 0.413 | 3200 | 75
76 | 6000158 | 20 | b | - | TRUE | 6000158 | T0158 NOVI SVET | 1 | TP | 0.247 | 0.081 | 630 | 76
77 | 6000637 | 20 | b | - | TRUE | 6000637 | T0686 HOTEL TRANSTURIST | 1 | TP | 0.207 | 0.068 | 630 | 77
78 | 6027656 | 20 | b | - | TRUE | 6027656 | T1031 KAMNITNIK | 1 | TP | 0.06 | 0.02 | 400 | 78
79 | 6000108 | 20 | b | - | TRUE | 6000108 | T0102 CENTER KOFJA LOKA | 1 | TP | 0.415 | 0.136 | 1260 | 79
80 | 6000423 | 20 | b | - | TRUE | 6000423 | T0443 LI KOFJA LOKA | 1 | TP | 0.011 | 0.003 | 160 | 80
81 | 6000609 | 20 | b | - | TRUE | 6000609 | T0650 POTA FRANKOVO NASELJE | 1 | TP | 0.073 | 0.024 | 250 | 81
82 | 6000557 | 20 | b | - | TRUE | 6000557 | T0593 FORTUNOVEC | 1 | TP | 0.087 | 0.028 | 400 | 82
83 | 6000690 | 20 | b | - | TRUE | 6000690 | T0826 TRANSTURIST | 1 | TP | 0.017 | 0.005 | 250 | 83
84 | 6000524 | 20 | b | - | TRUE | 6000524 | T0556 GRADIS | 1 | TP | 0.135 | 0.044 | 1890 | 84
85 | 6000703 | 20 | b | - | TRUE | 6000703 | T0873 TERMO 2 | 1 | TP | 1.423 | 0.467 | 2000 | 85
86 | 6000080 | 20 | b | - | TRUE | 6000080 | T0072 TERMO 3 (JELOVICA 2) | 1 | TP | 0.277 | 0.091 | 1260 | 86
87 | 6000693 | 20 | b | - | TRUE | 6000693 | T0834 EGP | 1 | TP | 0.224 | 0.073 | 1630 | 87
88 | 6000687 | 20 | b | - | TRUE | 6000687 | T0819 LTH TRATA 1 | 1 | TP | 0.454 | 0.149 | 1260 | 88
89 | 6000175 | 20 | b | - | TRUE | 6000175 | T0175 GOR. PREDIL. 1 | 1 | TP | 1.135 | 0.373 | 2520 | 89
90 | 6000667 | 20 | b | - | TRUE | 6000667 | T0770 KLAVNICA K LOKA | 1 | TP | 0.082 | 0.027 | 250 | 90
91 | 6121738 | 20 | b | - | TRUE | 6121738 | T0528 SENICA VODOVOD | 1 | TP | 0.083 | 0.027 | 250 | 91
92 | 6000506 | 20 | b | - | TRUE | 6000506 | T0534 NA PODNU | 1 | TP | 0.247 | 0.081 | 630 | 92
93 | 6000747 | 20 | b | - | TRUE | 6000747 | T0926 HLADILNICE | 1 | TP | 0.138 | 0.045 | 630 | 93
94 | 6087268 | 20 | b | - | TRUE | 6087268 | T0927 FARMA TRATA | 1 | TP | 0.138 | 0.045 | 630 | 94
95 | 6009926 | 20 | b | - | TRUE | 6009926 | T0993 RP VISOKO POLJ.DOL. | 1 | TP | 0.03 | 0.009 | 160 | 95
96 | 6027658 | 20 | b | - | TRUE | 6027658 | T1025 KRMELJ | 1 | TP | 0.009 | 0.003 | 50 | 96
97 | 6027697 | 20 | b | - | TRUE | 6027697 | T1046 VALTERSKI VRH | 1 | TP | 0.018 | 0.006 | 100 | 97
98 | 8000350 | 20 | b | - | TRUE | 8000350 | T0054 DOLENJA VAS | 1 | TP | 0 | 0 | 0 | 98
99 | 6027179 | 20 | b | - | TRUE | 6027179 | D0850-142A | 1 | O | 0 | 0 | 0 | 99
100 | 6217157 | 20 | b | - | TRUE | 6217157 | SPOJKA K5328 SPOJKA A | 1 | O | 0 | 0 | 0 | 100
101 | 6028117 | 20 | b | - | TRUE | 6028117 | D0600-029 | 1 | O | 0 | 0 | 0 | 101
102 | 6028112 | 20 | b | - | TRUE | 6028112 | D0600-024 | 1 | O | 0 | 0 | 0 | 102
103 | 6028169 | 20 | b | - | TRUE | 6028169 | D0600-021 | 1 | O | 0 | 0 | 0 | 103
104 | 6028159 | 20 | b | - | TRUE | 6028159 | D0600-011 | 1 | O | 0 | 0 | 0 | 104
105 | 6028120 | 20 | b | - | TRUE | 6028120 | D0600-032 | 1 | O | 0 | 0 | 0 | 105
106 | 6028268 | 20 | b | - | TRUE | 6028268 | D0551-015 | 1 | O | 0 | 0 | 0 | 106
107 | 6028281 | 20 | b | - | TRUE | 6028281 | D0551-027 | 1 | O | 0 | 0 | 0 | 107
108 | 6028719 | 20 | b | - | TRUE | 6028719 | D0451-059 | 1 | O | 0 | 0 | 0 | 108
109 | 6028721 | 20 | b | - | TRUE | 6028721 | D0451-061 | 1 | O | 0 | 0 | 0 | 109
110 | 6028731 | 20 | b | - | TRUE | 6028731 | D0451-071 | 1 | O | 0 | 0 | 0 | 110
111 | 6127482 | 20 | b | - | TRUE | 6127482 | SPOJKA K5090 SP"A" | 1 | O | 0 | 0 | 0 | 111
112 | 6027882 | 20 | b | - | TRUE | 6027882 | D0856-003 | 1 | O | 0 | 0 | 0 | 112
113 | 6208791 | 20 | b | - | TRUE | 6208791 | SPOJKA K5274 SPOJKA A | 1 | O | 0 | 0 | 0 | 113
114 | 6027185 | 20 | b | - | TRUE | 6027185 | D0850-148 | 1 | O | 0 | 0 | 0 | 114
115 | 6000643 | 20 | b | - | TRUE | 6000643 | T0678 RTP KOFJA LOKA | 1 | RTP | 0 | 0 | 250 | 115
116 | 6009198 | 110 | b | - | TRUE | 6009198 | T0678 RTP KOFJA LOKA | 4 | RTP | 0 | 0 | 0 | 116
117 | 6009205 | 20 | b | - | TRUE | 6009205 | T0678 RTP KOFJA LOKA | 1 | RTP | 0 | 0 | 0 | 117
118 | 6166530 | 20 | b | - | TRUE | 6166530 | T0678 RTP KOFJA LOKA | 1 | RTP | 0 | 0 | 0 | 118
119 | 6166533 | 20 | b | - | TRUE | 6166533 | T0678 RTP KOFJA LOKA | 1 | RTP | 0 | 0 | 0 | 119
120 | 8000651 | 20 | b | - | TRUE | 8000651 | T0678 RTP KOFJA LOKA | 1 | RTP | 0 | 0 | 0 | 120
121 | 8000652 | 20 | b | - | TRUE | 8000652 | T0678 RTP KOFJA LOKA | 1 | RTP | 0 | 0 | 0 | 121
122 | 6198631 | 20 | b | - | TRUE | 6198631 | T0953 SORKA CESTA | 1 | TP | 0.082 | 0.027 | 250 | 122
123 | 6000446 | 20 | b | - | TRUE | 6000446 | T0468 ZABRAJDA JAMBOR | 1 | TP | 0.03 | 0.009 | 160 | 123
124 | 6000220 | 20 | b | - | TRUE | 6000220 | T0225 SUKA CESTA | 1 | TP | 0.157 | 0.051 | 400 | 124
125 | 6000466 | 20 | b | - | TRUE | 6000466 | T0489 BRODE | 1 | TP | 0.03 | 0.009 | 160 | 125
126 | 6082340 | 20 | b | - | TRUE | 6082340 | T0530 HRASTNICA KABELSKA | 1 | TP | 0.009 | 0.003 | 250 | 126
127 | 6000537 | 20 | b | - | TRUE | 6000537 | T0571 HRASTNICA LOGAR | 1 | TP | 0.018 | 0.006 | 100 | 127
128 | 6000404 | 20 | b | - | TRUE | 6000404 | T0423 GABROVO | 1 | TP | 0.03 | 0.009 | 160 | 128
129 | 6000742 | 20 | b | - | TRUE | 6000742 | T0921 SMOLDNO | 1 | TP | 0.018 | 0.006 | 100 | 129
130 | 6236605 | 20 | b | - | TRUE | 6236605 | SPOJKA K7293 SPOJKA A | 1 | O | 0 | 0 | 0 | 130
131 | 6027076 | 20 | b | - | TRUE | 6027076 | D0850-046 | 1 | O | 0 | 0 | 0 | 131
132 | 6195667 | 20 | b | - | TRUE | 6195667 | SPOJKA K5264 SPOJKA A | 1 | O | 0 | 0 | 0 | 132
133 | 6027874 | 20 | b | - | TRUE | 6027874 | D0858-025 | 1 | O | 0 | 0 | 0 | 133
134 | 6027849 | 20 | b | - | TRUE | 6027849 | D0859-015 | 1 | O | 0 | 0 | 0 | 134
135 | 6027515 | 20 | b | - | TRUE | 6027515 | D0867-012 | 1 | O | 0 | 0 | 0 | 135
136 | 6000152 | 20 | b | - | TRUE | 6000152 | T0151 SOPOTNICA LOGARNICA | 1 | TP | 0.009 | 0.003 | 50 | 136
137 | 6000638 | 20 | b | - | TRUE | 6000638 | T0687 SOPOTNICA | 1 | TP | 0.009 | 0.003 | 50 | 137
138 | 6000493 | 20 | b | - | TRUE | 6000493 | T0518 TAMPELJ | 1 | TP | 0.12 | 0.039 | 250 | 138
139 | 6062713 | 20 | b | - | TRUE | 6062713 | T0250 DOL | 1 | TP | 0.014 | 0.004 | 50 | 139
140 | 6067860 | 20 | b | - | TRUE | 6067860 | T0107 BINKELJ | 1 | TP | 0.054 | 0.018 | 250 | 140
141 | 6064338 | 20 | b | - | TRUE | 6064338 | T0134 SORA | 1 | TP | 0.07 | 0.023 | 250 | 141
142 | 6000168 | 20 | b | - | TRUE | 6000168 | T0168 RETEÈE | 1 | TP | 0.106 | 0.035 | 400 | 142
143 | 6000224 | 20 | b | - | TRUE | 6000224 | T0229 ZDRAVSTVENI DOM K. LOKA | 1 | TP | 0.314 | 0.103 | 800 | 143
144 | 6000536 | 20 | b | - | TRUE | 6000536 | T0569 POTA KOFJA LOKA | 1 | TP | 0.247 | 0.081 | 630 | 144
145 | 6000215 | 20 | b | - | TRUE | 6000215 | T0220 PUTAL GRAD | 1 | TP | 0.082 | 0.027 | 250 | 145
146 | 6000357 | 20 | b | - | TRUE | 6000357 | T0369 INDUSTRIJSKA CONA TRATA | 1 | TP | 0.074 | 0.024 | 1030 | 146
147 | 6000636 | 20 | b | - | TRUE | 6000636 | T0685 JELOVICA 1 | 1 | TP | 0.215 | 0.07 | 3000 | 147
148 | 6000679 | 20 | b | - | TRUE | 6000679 | T0795 TERMO 1 | 1 | TP | 2.057 | 0.676 | 2890 | 148
149 | 8000001 | 20 | b | - | TRUE | 8000001 | T0795 TERMO 1 | 1 | TP | 0 | 0 | 0 | 149
150 | 8000002 | 20 | b | - | TRUE | 8000002 | T0795 TERMO 1 | 1 | TP | 0 | 0 | 0 | 150
151 | 6000369 | 20 | b | - | TRUE | 6000369 | T0383 KMETIJSKO GOSP TRATA | 1 | TP | 0.138 | 0.045 | 630 | 151
152 | 6000704 | 20 | b | - | TRUE | 6000704 | T0874 LTH TRATA 2 | 1 | TP | 0.227 | 0.074 | 630 | 152
153 | 6000719 | 20 | b | - | TRUE | 6000719 | T0894 PEKS | 1 | TP | 0.09 | 0.029 | 1260 | 153
154 | 6000342 | 20 | b | - | TRUE | 6000342 | T0349 KOVSKI VRH | 1 | TP | 0.009 | 0.003 | 50 | 154
155 | 6027660 | 20 | b | - | TRUE | 6027660 | T1019 MATEV | 1 | TP | 0.047 | 0.015 | 250 | 155
156 | 6027659 | 20 | b | - | TRUE | 6027659 | T1027 LOG VODNIK | 1 | TP | 0.009 | 0.003 | 50 | 156
157 | 6000795 | 20 | b | - | TRUE | 6000795 | T0977 ÈRPALIÈE SORKO POLJE | 1 | TP | 0.088 | 0.028 | 400 | 157
158 | 6027188 | 20 | b | - | TRUE | 6027188 | D0850-151 | 1 | O | 0 | 0 | 0 | 158
159 | 6028171 | 20 | b | - | TRUE | 6028171 | D0600-023 | 1 | O | 0 | 0 | 0 | 159
160 | 6041396 | 20 | b | - | TRUE | 6041396 | S0439-D VIRLOG | 1 | O | 0 | 0 | 0 | 160
161 | 6028271 | 20 | b | - | TRUE | 6028271 | D0551-018 | 1 | O | 0 | 0 | 0 | 161
162 | 6028293 | 20 | b | - | TRUE | 6028293 | D0551-039 | 1 | O | 0 | 0 | 0 | 162
163 | 6028726 | 20 | b | - | TRUE | 6028726 | D0451-066 | 1 | O | 0 | 0 | 0 | 163
164 | 6040911 | 20 | b | - | TRUE | 6040911 | T1059 SUHA | 1 | TP | 0.098 | 0.032 | 250 | 164
165 | 6040912 | 20 | b | - | TRUE | 6040912 | T1060 GRENC KORL | 1 | TP | 0.047 | 0.015 | 160 | 165
166 | 6044988 | 20 | b | - | TRUE | 6044988 | T1084 SOPOTNICA MLIN | 1 | TP | 0.009 | 0.003 | 50 | 166
167 | 6040910 | 20 | b | - | TRUE | 6040910 | T1058 ZMINEC PAHOVEC | 1 | TP | 0.03 | 0.009 | 160 | 167
168 | 6054432 | 20 | b | - | TRUE | 6054432 | T1210 SVETI DUH | 1 | TP | 0.12 | 0.039 | 250 | 168
169 | 6027370 | 20 | b | - | TRUE | 6027370 | D0870-005 | 1 | O | 0 | 0 | 0 | 169
170 | 6000552 | 20 | b | - | TRUE | 6000552 | T0588 CVELFAR | 1 | TP | 0.047 | 0.015 | 250 | 170
171 | 6027364 | 20 | b | - | TRUE | 6027364 | D0871-002 | 1 | O | 0 | 0 | 0 | 171
172 | 6044364 | 20 | b | - | TRUE | 6044364 | T1077 LOG KOAK | 1 | TP | 0.003 | 0.001 | 20 | 172
173 | 6027664 | 20 | b | - | TRUE | 6027664 | T1029 OKRLJAN | 1 | TP | 0.009 | 0.003 | 50 | 173
174 | 6040752 | 20 | b | - | TRUE | 6040752 | D0880-001 | 1 | O | 0 | 0 | 0 | 174
175 | 6040669 | 20 | b | - | TRUE | 6040669 | D0557-003 | 1 | O | 0 | 0 | 0 | 175
176 | 6027415 | 20 | b | - | TRUE | 6027415 | D0851-008 | 1 | O | 0 | 0 | 0 | 176
177 | 6045170 | 20 | b | - | TRUE | 6045170 | D0859-009A | 1 | O | 0 | 0 | 0 | 177
178 | 6027821 | 20 | b | - | TRUE | 6027821 | D0859-009 | 1 | O | 0 | 0 | 0 | 178
179 | 8000005 | 20 | b | - | TRUE | 8000005 | D0700-049U | 1 | O | 0 | 0 | 0 | 179
180 | 8000006 | 20 | b | - | TRUE | 8000006 | D0700-049U | 1 | O | 0 | 0 | 0 | 180
181 | 6032037 | 20 | b | - | TRUE | 6032037 | SPOJKA K5206 | 1 | O | 0 | 0 | 0 | 181
182 | 6061280 | 20 | b | - | TRUE | 6061280 | SPOJKA K5206 | 1 | O | 0 | 0 | 0 | 182
183 | 6028126 | 20 | b | - | TRUE | 6028126 | DALNOVOD | 1 | O | 0 | 0 | 0 | 183
184 | 6054173 | 20 | b | - | TRUE | 6054173 | T0704 HE KOFJA LOKA | 1 | TP | 0 | 0 | 0 | 184
185 | 6055801 | 20 | b | - | TRUE | 6055801 | T1113 GABRK | 1 | TP | 0.018 | 0.006 | 100 | 185
186 | 8000276 | 20 | b | - | TRUE | 8000276 | SPOJKA | 1 | O | 0 | 0 | 0 | 186
187 | 6027702 | 20 | b | - | TRUE | 6027702 | T1052 SVETI ANDREJ | 1 | TP | 0.009 | 0.003 | 50 | 187
188 | 6041918 | 20 | b | - | TRUE | 6041918 | S0968 ODCEP ZA TP OBOLT | 1 | O | 0 | 0 | 0 | 188
189 | 6062757 | 20 | b | - | TRUE | 6062757 | T1158 HRASTNICA OBRE | 1 | TP | 0.047 | 0.015 | 250 | 189
190 | 6220654 | 20 | b | - | TRUE | 6220654 | SPOJKA K7212 SPOJKA D | 1 | O | 0 | 0 | 0 | 190
191 | 6062583 | 20 | b | - | TRUE | 6062583 | T1129 GOSTEÈE | 1 | TP | 0 | 0 | 100 | 191
192 | 6052161 | 20 | b | - | TRUE | 6052161 | T1087 IBO | 1 | TP | 0.44 | 0.144 | 2000 | 192
193 | 6027698 | 20 | b | - | TRUE | 6027698 | T1047 VIRMAE-KUTERMAN | 1 | TP | 0.073 | 0.024 | 250 | 193
194 | 6068070 | 20 | b | - | TRUE | 6068070 | SPOJKA K5204 | 1 | O | 0 | 0 | 0 | 194
195 | 8000638 | 20 | b | - | TRUE | 8000638 | D1152-023 | 1 | O | 0 | 0 | 0 | 195
196 | 6067849 | 20 | b | - | TRUE | 6067849 | T1220 OBRTNA CONA TRATA 1 | 1 | TP | 0.173 | 0.057 | 1260 | 196
197 | 6067764 | 20 | b | - | TRUE | 6067764 | T1219 LIBER | 1 | TP | 0.055 | 0.018 | 400 | 197
198 | 6067850 | 20 | b | - | TRUE | 6067850 | T1221 OBRTNA CONA TRATA 2 | 1 | TP | 0.11 | 0.036 | 800 | 198
199 | 6132493 | 20 | b | - | TRUE | 6132493 | T1110 ZMINEC ADAMIÈ | 1 | TP | 0.03 | 0.009 | 160 | 199
200 | 6204139 | 20 | b | - | TRUE | 6204139 | SPOJKA K7290 SPOJKA A | 1 | O | 0 | 0 | 0 | 200
201 | 6064326 | 20 | b | - | TRUE | 6064326 | T0302 STARI DVOR | 1 | TP | 0.295 | 0.097 | 1000 | 201
202 | 6000254 | 20 | b | - | TRUE | 6000254 | T0259 SOTESKA | 1 | TP | 0.01 | 0.003 | 50 | 202
203 | 6069229 | 20 | b | - | TRUE | 6069229 | T1234 IBO G | 1 | TP | 0.577 | 0.189 | 1600 | 203
204 | 6085450 | 20 | b | - | TRUE | 6085450 | SPOJKA K5221 | 1 | O | 0 | 0 | 0 | 204
205 | 6084752 | 20 | b | - | TRUE | 6084752 | SPOJKA K5185 | 1 | O | 0 | 0 | 0 | 205
206 | 6084749 | 20 | b | - | TRUE | 6084749 | SPOJKA K5226 | 1 | O | 0 | 0 | 0 | 206
207 | 6080207 | 20 | b | - | TRUE | 6080207 | T1255 TERMO 4 | 1 | TP | 0.22 | 0.072 | 1000 | 207
208 | 6068525 | 20 | b | - | TRUE | 6068525 | T1229 SORA BRINOX | 1 | TP | 0.282 | 0.092 | 1000 | 208
209 | 6078836 | 20 | b | - | TRUE | 6078836 | T1249 GRENC HOFER | 1 | TP | 0.186 | 0.061 | 630 | 209
210 | 6075926 | 20 | b | - | TRUE | 6075926 | T1246 FILC | 1 | TP | 0.22 | 0.072 | 1000 | 210
211 | 6105853 | 20 | b | - | TRUE | 6105853 | SPOJKA K5293 | 1 | O | 0 | 0 | 0 | 211
212 | 6084830 | 20 | b | - | TRUE | 6084830 | T1275 IC TRATA 2 | 1 | TP | 0.22 | 0.072 | 1000 | 212
213 | 6105658 | 20 | b | - | TRUE | 6105658 | SPOJKA K5172 | 1 | O | 0 | 0 | 0 | 213
214 | 6068702 | 20 | b | - | TRUE | 6068702 | T1230 BODOVLJE SMREKAR | 1 | TP | 0.018 | 0.006 | 100 | 214
215 | 6078837 | 20 | b | - | TRUE | 6078837 | T1250 GRENC MERKUR | 1 | TP | 0.152 | 0.05 | 1000 | 215
216 | 6087346 | 20 | b | - | TRUE | 6087346 | SPOJKA K5263 | 1 | O | 0 | 0 | 0 | 216
217 | 6087348 | 20 | b | - | TRUE | 6087348 | SPOJKA K5262 | 1 | O | 0 | 0 | 0 | 217
218 | 6083547 | 20 | b | - | TRUE | 6083547 | T1271 RETEÈE DOBRAVA | 1 | TP | 0.083 | 0.027 | 250 | 218
219 | 6086798 | 20 | b | - | TRUE | 6086798 | SPOJKA K5074 | 1 | O | 0 | 0 | 0 | 219
220 | 6122169 | 20 | b | - | TRUE | 6122169 | SPOJKA K5269 SP"A" | 1 | O | 0 | 0 | 0 | 220
221 | 6195671 | 20 | b | - | TRUE | 6195671 | SPOJKA K5264 SPOJKA B | 1 | O | 0 | 0 | 0 | 221
222 | 8000640 | 20 | b | - | TRUE | 8000640 | T1252 RP JEPRCA | 1 | RP | 0 | 0 | 0 | 222
223 | 6082211 | 20 | b | - | TRUE | 6082211 | T1268 GODEIÈ KRIAJ | 1 | TP | 0.066 | 0.021 | 250 | 223
224 | 6130582 | 20 | b | - | TRUE | 6130582 | D0850-061 | 1 | O | 0 | 0 | 0 | 224
225 | 6109031 | 20 | b | - | TRUE | 6109031 | T1290 DOLENJA VAS ÈISTILNA NAP | 1 | TP | 0 | 0 | 100 | 225
226 | 6027114 | 20 | b | - | TRUE | 6027114 | D0850-082 | 1 | O | 0 | 0 | 0 | 226
227 | 6040909 | 20 | b | - | TRUE | 6040909 | T1057 BIE | 1 | TP | 0.06 | 0.02 | 400 | 227
228 | 6027857 | 20 | b | - | TRUE | 6027857 | D0858-008 | 1 | O | 0 | 0 | 0 | 228
229 | 6069769 | 20 | b | - | TRUE | 6069769 | T1241 TRNJE | 1 | TP | 0.054 | 0.018 | 250 | 229
230 | 6170234 | 20 | b | - | TRUE | 6170234 | SPOJKA K5071 SP B | 1 | O | 0 | 0 | 0 | 230
231 | 6170233 | 20 | b | - | TRUE | 6170233 | SPOJKA K5071 SP A | 1 | O | 0 | 0 | 0 | 231
232 | 6141245 | 20 | b | - | TRUE | 6141245 | T0651 PUNGERT | 1 | TP | 0 | 0 | 250 | 232
233 | 6062642 | 20 | b | - | TRUE | 6062642 | T1133 HOSTA | 1 | TP | 0 | 0 | 250 | 233
234 | 6141814 | 20 | b | - | TRUE | 6141814 | T1305 POTOÈNIKOVA K LOKA | 1 | TP | 0.096 | 0.031 | 630 | 234
235 | 6172568 | 20 | b | - | TRUE | 6172568 | SPOJKA A K5321 | 1 | O | 0 | 0 | 0 | 235
236 | 6126108 | 20 | b | - | TRUE | 6126108 | T1020 PUTAL PREDOR | 1 | TP | 0 | 0 | 630 | 236
237 | 6176689 | 20 | b | - | TRUE | 6176689 | ODSEK K5325 SPOJKA A-SPOJKA B | 1 | O | 0 | 0 | 0 | 237
238 | 6175587 | 20 | b | - | TRUE | 6175587 | SPOJKA K5288 SPOJKA B | 1 | O | 0 | 0 | 0 | 238
239 | 6175593 | 20 | b | - | TRUE | 6175593 | K5290 SPOJKA B | 1 | O | 0 | 0 | 0 | 239
240 | 6180152 | 20 | b | - | TRUE | 6180152 | SPOJKA K5289 SPOJKA A | 1 | O | 0 | 0 | 0 | 240
241 | 6175591 | 20 | b | - | TRUE | 6175591 | K5290 SPOJKA A | 1 | O | 0 | 0 | 0 | 241
242 | 6175586 | 20 | b | - | TRUE | 6175586 | SPOJKA K5288 SPOJKA A | 1 | O | 0 | 0 | 0 | 242
243 | 6176688 | 20 | b | - | TRUE | 6176688 | SPOJKA K5325 SPOJKA A | 1 | O | 0 | 0 | 0 | 243
244 | 6080678 | 20 | b | - | TRUE | 6080678 | T0324 GODEIÈ MUROVO | 1 | TP | 0.066 | 0.021 | 250 | 244
245 | 6064818 | 20 | b | - | TRUE | 6064818 | SPOJKA K5154 SP"B" | 1 | O | 0 | 0 | 0 | 245
246 | 6064819 | 20 | b | - | TRUE | 6064819 | SPOJKA K5154 SP"C" | 1 | O | 0 | 0 | 0 | 246
247 | 6077192 | 20 | b | - | TRUE | 6077192 | SPOJKA K5232 SP"A" | 1 | O | 0 | 0 | 0 | 247
248 | 6077194 | 20 | b | - | TRUE | 6077194 | SPOJKA K5232 SP"B" | 1 | O | 0 | 0 | 0 | 248
249 | 6077196 | 20 | b | - | TRUE | 6077196 | SPOJKA K5232 SP"C" | 1 | O | 0 | 0 | 0 | 249
250 | 6077198 | 20 | b | - | TRUE | 6077198 | SPOJKA K5232 SP"D" | 1 | O | 0 | 0 | 0 | 250
251 | 6077200 | 20 | b | - | TRUE | 6077200 | SPOJKA K5232 SP"E" | 1 | O | 0 | 0 | 0 | 251
252 | 6077202 | 20 | b | - | TRUE | 6077202 | SPOJKA K5233 RTP SP"A" | 1 | O | 0 | 0 | 0 | 252
253 | 6078485 | 20 | b | - | TRUE | 6078485 | SPOJKA K5233 RTP SP"B" | 1 | O | 0 | 0 | 0 | 253
254 | 6184673 | 20 | b | - | TRUE | 6184673 | SPOJKA A K5327 SPOJKA A | 1 | O | 0 | 0 | 0 | 254
255 | 6184674 | 20 | b | - | TRUE | 6184674 | SPOJKA K5327 SPOJKA B | 1 | O | 0 | 0 | 0 | 255
256 | 6185554 | 20 | b | - | TRUE | 6185554 | SPOJKA K5327 SPOJKA C | 1 | O | 0 | 0 | 0 | 256
257 | 6064339 | 20 | b | - | TRUE | 6064339 | T1189 GRAJSKA POT | 1 | TP | 0 | 0 | 250 | 257
258 | 6027464 | 20 | b | - | TRUE | 6027464 | D0851-034 | 1 | O | 0 | 0 | 0 | 258
259 | 6187953 | 20 | b | - | TRUE | 6187953 | SPOJKA K5237 SPOJKA B | 1 | O | 0 | 0 | 0 | 259
260 | 6187951 | 20 | b | - | TRUE | 6187951 | SPOJKA K5237 SPOJKA A | 1 | O | 0 | 0 | 0 | 260
261 | 6189266 | 20 | b | - | TRUE | 6189266 | SPOJKA K5315 SPOJKA B | 1 | O | 0 | 0 | 0 | 261
262 | 6189264 | 20 | b | - | TRUE | 6189264 | SPOJKA K5315 SPOJKA A | 1 | O | 0 | 0 | 0 | 262
263 | 6188673 | 20 | b | - | TRUE | 6188673 | SPOJKA K5314 SPOJKA A | 1 | O | 0 | 0 | 0 | 263
264 | 6223568 | 20 | b | - | TRUE | 6223568 | SPOJKA K5329 SPOJKA D | 1 | O | 0 | 0 | 0 | 264
265 | 6170814 | 20 | b | - | TRUE | 6170814 | T1313 LTH ULITKI | 1 | TP | 0 | 0 | 1600 | 265
266 | 6187789 | 20 | b | - | TRUE | 6187789 | SPOJKA K5163 SPOJKA A | 1 | O | 0 | 0 | 0 | 266
267 | 6081906 | 20 | b | - | TRUE | 6081906 | SPOJKA K5172 SP"F" | 1 | O | 0 | 0 | 0 | 267
268 | 6196086 | 20 | b | - | TRUE | 6196086 | SPOJKA K5318 SPOJKA A | 1 | O | 0 | 0 | 0 | 268
269 | 6196099 | 20 | b | - | TRUE | 6196099 | SPOJKA K5317 SPOJKA B | 1 | O | 0 | 0 | 0 | 269
270 | 6196094 | 20 | b | - | TRUE | 6196094 | SPOJKA K5317 SPOJKA A | 1 | O | 0 | 0 | 0 | 270
271 | 6196306 | 20 | b | - | TRUE | 6196306 | SPOJKA K5325 SPOJKA C | 1 | O | 0 | 0 | 0 | 271
272 | 6196492 | 20 | b | - | TRUE | 6196492 | SPOJKA K5325 SPOJKA D | 1 | O | 0 | 0 | 0 | 272
273 | 6196500 | 20 | b | - | TRUE | 6196500 | SPOJKA K5325 SPOJKA E | 1 | O | 0 | 0 | 0 | 273
274 | 6082824 | 20 | b | - | TRUE | 6082824 | SPOJKA K5264 SPOJKA C | 1 | O | 0 | 0 | 0 | 274
275 | 6196011 | 20 | b | - | TRUE | 6196011 | SPOJKA K7288 SPOJKA A | 1 | O | 0 | 0 | 0 | 275
276 | 6196013 | 20 | b | - | TRUE | 6196013 | SPOJKA K7288 SPOJKA B | 1 | O | 0 | 0 | 0 | 276
277 | 6196079 | 20 | b | - | TRUE | 6196079 | SPOJKA K7288 SPOJKA C | 1 | O | 0 | 0 | 0 | 277
278 | 6196081 | 20 | b | - | TRUE | 6196081 | SPOJKA K7288 SPOJKA D | 1 | O | 0 | 0 | 0 | 278
279 | 6196117 | 20 | b | - | TRUE | 6196117 | SPOJKA K7288 SPOJKA E | 1 | O | 0 | 0 | 0 | 279
280 | 6196119 | 20 | b | - | TRUE | 6196119 | SPOJKA K7288 SPOJKA F | 1 | O | 0 | 0 | 0 | 280
281 | 6196121 | 20 | b | - | TRUE | 6196121 | SPOJKA K7288 SPOJKA G | 1 | O | 0 | 0 | 0 | 281
282 | 6195183 | 20 | b | - | TRUE | 6195183 | SPOJKA K5328 SPOJKA A | 1 | O | 0 | 0 | 0 | 282
283 | 6195189 | 20 | b | - | TRUE | 6195189 | SPOJKA K5328 SPOJKA B | 1 | O | 0 | 0 | 0 | 283
284 | 6195680 | 20 | b | - | TRUE | 6195680 | SPOJKA K5326 SPOJKA A | 1 | O | 0 | 0 | 0 | 284
285 | 6195684 | 20 | b | - | TRUE | 6195684 | SPOJKA K5326 SPOJKA B | 1 | O | 0 | 0 | 0 | 285
286 | 6115993 | 20 | b | - | TRUE | 6115993 | T1295 FILC 2 | 1 | TP | 0 | 0 | 1000 | 286
287 | 6190017 | 20 | b | - | TRUE | 6190017 | T1325 FILC 3 | 1 | TP | 0 | 0 | 1600 | 287
288 | 6205980 | 20 | b | - | TRUE | 6205980 | SPOJKA K5330 SPOJKA B | 1 | O | 0 | 0 | 0 | 288
289 | 6205979 | 20 | b | - | TRUE | 6205979 | SPOJKA K5330 SPOJKA A | 1 | O | 0 | 0 | 0 | 289
290 | 6205117 | 20 | b | - | TRUE | 6205117 | SPOJKA K5275 SPOJKA B | 1 | O | 0 | 0 | 0 | 290
291 | 6205116 | 20 | b | - | TRUE | 6205116 | SPOJKA K5275 SPOJKA A | 1 | O | 0 | 0 | 0 | 291
292 | 6204140 | 20 | b | - | TRUE | 6204140 | SPOJKA K7290 SPOJKA B | 1 | O | 0 | 0 | 0 | 292
293 | 6207537 | 20 | b | - | TRUE | 6207537 | SPOJKA K7289 SPOJKA A | 1 | O | 0 | 0 | 0 | 293
294 | 6207538 | 20 | b | - | TRUE | 6207538 | SPOJKA K7289 SPOJKA B | 1 | O | 0 | 0 | 0 | 294
295 | 6207539 | 20 | b | - | TRUE | 6207539 | SPOJKA K7289 SPOJKA C | 1 | O | 0 | 0 | 0 | 295
296 | 6207541 | 20 | b | - | TRUE | 6207541 | SPOJKA K7294 SPOJKA A | 1 | O | 0 | 0 | 0 | 296
297 | 6208739 | 20 | b | - | TRUE | 6208739 | SPOJKA K7293 SPOJKA B | 1 | O | 0 | 0 | 0 | 297
298 | 6208740 | 20 | b | - | TRUE | 6208740 | SPOJKA K7293 SPOJKA B | 1 | O | 0 | 0 | 0 | 298
299 | 6173740 | 20 | b | - | TRUE | 6173740 | SPOJKA K5272 SP C | 1 | O | 0 | 0 | 0 | 299
300 | 6172692 | 20 | b | - | TRUE | 6172692 | SPOJKA K5272 SPOJKA B | 1 | O | 0 | 0 | 0 | 300
301 | 6172688 | 20 | b | - | TRUE | 6172688 | SPOJKA K5272 SPOJKA A | 1 | O | 0 | 0 | 0 | 301
302 | 6210862 | 20 | b | - | TRUE | 6210862 | SPOJKA K5329 SPOJKA A | 1 | O | 0 | 0 | 0 | 302
303 | 6210864 | 20 | b | - | TRUE | 6210864 | SPOJKA K5329 SPOJKA B | 1 | O | 0 | 0 | 0 | 303
304 | 6210866 | 20 | b | - | TRUE | 6210866 | SPOJKA K5329 SPOJKA C | 1 | O | 0 | 0 | 0 | 304
305 | 6214080 | 20 | b | - | TRUE | 6214080 | SPOJKA K5309 SPOJKA A | 1 | O | 0 | 0 | 0 | 305
306 | 6214081 | 20 | b | - | TRUE | 6214081 | SPOJKA K5309 SPOJKA B | 1 | O | 0 | 0 | 0 | 306
307 | 6214084 | 20 | b | - | TRUE | 6214084 | SPOJKA K5310 SPOJKA A | 1 | O | 0 | 0 | 0 | 307
308 | 6214085 | 20 | b | - | TRUE | 6214085 | SPOJKA K5310 SPOJKA B | 1 | O | 0 | 0 | 0 | 308
309 | 6207908 | 20 | b | - | TRUE | 6207908 | T1322 RP TRATA K LOKA | 1 | RP | 0 | 0 | 0 | 309
310 | 6207909 | 20 | b | - | TRUE | 6207909 | T1322 RP TRATA K LOKA | 1 | RP | 0 | 0 | 0 | 310
311 | 6211121 | 20 | b | - | TRUE | 6211121 | SPOJKA 5232 SPOJKA C | 1 | O | 0 | 0 | 0 | 311
312 | 6211120 | 20 | b | - | TRUE | 6211120 | SPOJKA 5233 SPOJKA C | 1 | O | 0 | 0 | 0 | 312
313 | 6210935 | 20 | b | - | TRUE | 6210935 | SPOJKA K5336 SPOJKA A | 1 | O | 0 | 0 | 0 | 313
314 | 6207753 | 20 | b | - | TRUE | 6207753 | SPOJKA K5233 SPOJKA B1 | 1 | O | 0 | 0 | 0 | 314
315 | 6210957 | 20 | b | - | TRUE | 6210957 | SPOJKA K5339 SPOJKA A | 1 | O | 0 | 0 | 0 | 315
316 | 6211199 | 20 | b | - | TRUE | 6211199 | SPOJKA K5163 SPOJKA A | 1 | O | 0 | 0 | 0 | 316
317 | 6210886 | 20 | b | - | TRUE | 6210886 | SPOJKA K5293 SPOJKA A | 1 | O | 0 | 0 | 0 | 317
318 | 6210888 | 20 | b | - | TRUE | 6210888 | SPOJKA K5283 SPOJKA A | 1 | O | 0 | 0 | 0 | 318
319 | 6202311 | 20 | b | - | TRUE | 6202311 | T1337 TAVÈARJEV DVOREC | 1 | TP | 0 | 0 | 0 | 319
320 | 6218013 | 20 | b | - | TRUE | 6218013 | SPOJKA K5328 SPOJKA C | 1 | O | 0 | 0 | 0 | 320
321 | 6218015 | 20 | b | - | TRUE | 6218015 | SPOJKA K5334 SPOJKA A | 1 | O | 0 | 0 | 0 | 321
322 | 6027211 | 20 | b | - | TRUE | 6027211 | D0850-157 | 1 | O | 0 | 0 | 0 | 322
323 | 6217066 | 20 | b | - | TRUE | 6217066 | SPOJKA K7296 SPOJKA A | 1 | O | 0 | 0 | 0 | 323
324 | 6222668 | 20 | b | - | TRUE | 6222668 | SPOJKA K7291 SPOJKA B | 1 | O | 0 | 0 | 0 | 324
325 | 6217552 | 20 | b | - | TRUE | 6217552 | SPOJKA K5326 SPOJKA A | 1 | O | 0 | 0 | 0 | 325
326 | 6217554 | 20 | b | - | TRUE | 6217554 | SPOJKA K7291 SPOJKA A | 1 | O | 0 | 0 | 0 | 326
327 | 6217462 | 20 | b | - | TRUE | 6217462 | SPOJKA K7292 SPOJKA A | 1 | O | 0 | 0 | 0 | 327
328 | 6217463 | 20 | b | - | TRUE | 6217463 | SPOJKA K7292 SPOJKA B | 1 | O | 0 | 0 | 0 | 328
329 | 6217464 | 20 | b | - | TRUE | 6217464 | SPOJKA K7292 SPOJKA C | 1 | O | 0 | 0 | 0 | 329
330 | 6222703 | 20 | b | - | TRUE | 6222703 | SPOJKA K7292 SPOJKA D | 1 | O | 0 | 0 | 0 | 330
331 | 6217465 | 20 | b | - | TRUE | 6217465 | SPOJKA K7292 SPOJKA E | 1 | O | 0 | 0 | 0 | 331
332 | 6222105 | 20 | b | - | TRUE | 6222105 | SPOJKA K7302 SPOJKA D | 1 | O | 0 | 0 | 0 | 332
333 | 6222104 | 20 | b | - | TRUE | 6222104 | SPOJKA K7302 SPOJKA C | 1 | O | 0 | 0 | 0 | 333
334 | 6222103 | 20 | b | - | TRUE | 6222103 | SPOJKA K7302 SPOJKA B | 1 | O | 0 | 0 | 0 | 334
335 | 6222101 | 20 | b | - | TRUE | 6222101 | SPOJKA K7302 SPOJKA A | 1 | O | 0 | 0 | 0 | 335
336 | 6223615 | 20 | b | - | TRUE | 6223615 | SPOJKA K5329 SPOJKA E | 1 | O | 0 | 0 | 0 | 336
337 | 6217438 | 20 | b | - | TRUE | 6217438 | SPOJKA K7263 SPOJKA A | 1 | O | 0 | 0 | 0 | 337
338 | 6217432 | 20 | b | - | TRUE | 6217432 | SPOJKA K7287 SPOJKA A | 1 | O | 0 | 0 | 0 | 338
339 | 6062582 | 20 | b | - | TRUE | 6062582 | T1128 DRAGA | 1 | TP | 0 | 0 | 0 | 339
340 | 6217424 | 20 | b | - | TRUE | 6217424 | SPOJKA K7212 SPOJKA A | 1 | O | 0 | 0 | 0 | 340
341 | 6220652 | 20 | b | - | TRUE | 6220652 | SPOJKA K7212 SPOJKA A1 | 1 | O | 0 | 0 | 0 | 341
342 | 6217425 | 20 | b | - | TRUE | 6217425 | SPOJKA K7212 SPOJKA B | 1 | O | 0 | 0 | 0 | 342
343 | 6220275 | 20 | b | - | TRUE | 6220275 | SPOJKA K7212 SPOJKA C | 1 | O | 0 | 0 | 0 | 343
344 | 6213333 | 20 | b | - | TRUE | 6213333 | T1336 MESSER | 1 | TP | 0 | 0 | 0 | 344
345 | 6220597 | 20 | b | - | TRUE | 6220597 | SPOJKA K5332 SPOJKA A | 1 | O | 0 | 0 | 0 | 345
346 | 6224784 | 20 | b | - | TRUE | 6224784 | SPOJKA K5333 SPOJKA A | 1 | O | 0 | 0 | 0 | 346
347 | 6240285 | 20 | b | - | TRUE | 6240285 | SPOJKA K7312 SPOJKA G | 1 | O | 0 | 0 | 0 | 347
348 | 6240284 | 20 | b | - | TRUE | 6240284 | SPOJKA K7312 SPOJKA F | 1 | O | 0 | 0 | 0 | 348
349 | 6240283 | 20 | b | - | TRUE | 6240283 | SPOJKA K7312 SPOJKA E | 1 | O | 0 | 0 | 0 | 349
350 | 6240281 | 20 | b | - | TRUE | 6240281 | SPOJKA K7312 SPOJKA D | 1 | O | 0 | 0 | 0 | 350
351 | 6240280 | 20 | b | - | TRUE | 6240280 | SPOJKA K7312 SPOJKA C | 1 | O | 0 | 0 | 0 | 351
352 | 6241564 | 20 | b | - | TRUE | 6241564 | SPOJKA K7312 SPOJKA B | 1 | O | 0 | 0 | 0 | 352
353 | 6241562 | 20 | b | - | TRUE | 6241562 | SPOJKA K7312 SPOJKA A | 1 | O | 0 | 0 | 0 | 353
354 | 6027187 | 20 | b | - | TRUE | 6027187 | D0850-150 | 1 | O | 0 | 0 | 0 | 354
355 | 6212377 | 20 | b | - | TRUE | 6212377 | SPOJKA K5300 SPOJKA A | 1 | O | 0 | 0 | 0 | 355
356 | 6212227 | 20 | b | - | TRUE | 6212227 | SPOJKA 2350 SPOJKA B | 1 | O | 0 | 0 | 0 | 356
357 | 6236559 | 20 | b | - | TRUE | 6236559 | SPOJKA K2350 SPOJKA A | 1 | O | 0 | 0 | 0 | 357
358 | 6234557 | 20 | b | - | TRUE | 6234557 | T1346 LTH ULITKI 1 | 1 | TP | 0 | 0 | 0 | 358
359 | 6130576 | 20 | b | - | TRUE | 6130576 | D0850-059 | 1 | O | 0 | 0 | 0 | 359
360 | 6028717 | 20 | b | - | TRUE | 6028717 | D0460-004 | 1 | O | 0 | 0 | 0 | 360
361 | 6228810 | 20 | b | - | TRUE | 6228810 | SPOJKA K7309 SPOJKA A | 1 | O | 0 | 0 | 0 | 361

## load
| name | bus | p_mw | q_mvar | const_z_percent | const_i_percent | sn_mva | scaling | in_service | type
0 | 6068619 | 1 | 0.339 | 0.111 | 0 | 0 |  | 1 | TRUE
1 | 6000661 | 2 | 0.082 | 0.027 | 0 | 0 |  | 1 | TRUE
2 | 6000082 | 3 | 0.047 | 0.015 | 0 | 0 |  | 1 | TRUE
3 | 6113893 | 4 | 0.03 | 0.009 | 0 | 0 |  | 1 | TRUE
4 | 6079813 | 5 | 0.047 | 0.015 | 0 | 0 |  | 1 | TRUE
5 | 6000628 | 6 | 0.03 | 0.009 | 0 | 0 |  | 1 | TRUE
6 | 6206061 | 7 | 0.009 | 0.003 | 0 | 0 |  | 1 | TRUE
7 | 6000216 | 8 | 0.009 | 0.003 | 0 | 0 |  | 1 | TRUE
8 | 6000745 | 9 | 0.018 | 0.006 | 0 | 0 |  | 1 | TRUE
9 | 6000123 | 10 | 0.018 | 0.006 | 0 | 0 |  | 1 | TRUE
10 | 6000607 | 11 | 0.009 | 0.003 | 0 | 0 |  | 1 | TRUE
11 | 6000555 | 12 | 0.009 | 0.003 | 0 | 0 |  | 1 | TRUE
12 | 6000449 | 13 | 0.009 | 0.003 | 0 | 0 |  | 1 | TRUE
13 | 6000425 | 14 | 0.018 | 0.006 | 0 | 0 |  | 1 | TRUE
14 | 6176277 | 15 | 0.009 | 0.003 | 0 | 0 |  | 1 | TRUE
15 | 6000629 | 16 | 0.009 | 0.003 | 0 | 0 |  | 1 | TRUE
16 | 6000573 | 17 | 0.009 | 0.003 | 0 | 0 |  | 1 | TRUE
17 | 6000665 | 19 | 0.237 | 0.078 | 0 | 0 |  | 1 | TRUE
18 | 6000790 | 21 | 0.009 | 0.003 | 0 | 0 |  | 1 | TRUE
19 | 6000744 | 25 | 0.009 | 0.003 | 0 | 0 |  | 1 | TRUE
20 | 6000133 | 28 | 0.498 | 0.163 | 0 | 0 |  | 1 | TRUE
21 | 6000250 | 29 | 0.088 | 0.028 | 0 | 0 |  | 1 | TRUE
22 | 6000568 | 30 | 0.295 | 0.097 | 0 | 0 |  | 1 | TRUE
23 | 6000090 | 31 | 0.077 | 0.025 | 0 | 0 |  | 1 | TRUE
24 | 6000101 | 32 | 0.035 | 0.011 | 0 | 0 |  | 1 | TRUE
25 | 6000115 | 33 | 0.083 | 0.027 | 0 | 0 |  | 1 | TRUE
26 | 6000119 | 34 | 0.042 | 0.014 | 0 | 0 |  | 1 | TRUE
27 | 6000138 | 35 | 0.028 | 0.009 | 0 | 0 |  | 1 | TRUE
28 | 6000146 | 36 | 0.193 | 0.063 | 0 | 0 |  | 1 | TRUE
29 | 6000238 | 37 | 0.096 | 0.031 | 0 | 0 |  | 1 | TRUE
30 | 6213329 | 39 | 0.013 | 0.004 | 0 | 0 |  | 1 | TRUE
31 | 6000267 | 40 | 0.207 | 0.068 | 0 | 0 |  | 1 | TRUE
32 | 6000297 | 41 | 0.393 | 0.129 | 0 | 0 |  | 1 | TRUE
33 | 6000343 | 42 | 0.329 | 0.108 | 0 | 0 |  | 1 | TRUE
34 | 6000348 | 43 | 0.035 | 0.011 | 0 | 0 |  | 1 | TRUE
35 | 6000363 | 44 | 0.083 | 0.027 | 0 | 0 |  | 1 | TRUE
36 | 6000368 | 45 | 0.013 | 0.004 | 0 | 0 |  | 1 | TRUE
37 | 6000370 | 46 | 0.207 | 0.068 | 0 | 0 |  | 1 | TRUE
38 | 6000387 | 47 | 0.207 | 0.068 | 0 | 0 |  | 1 | TRUE
39 | 6000395 | 48 | 0.277 | 0.091 | 0 | 0 |  | 1 | TRUE
40 | 6000407 | 49 | 0.021 | 0.007 | 0 | 0 |  | 1 | TRUE
41 | 6080677 | 50 | 0.106 | 0.035 | 0 | 0 |  | 1 | TRUE
42 | 6000455 | 51 | 0.207 | 0.068 | 0 | 0 |  | 1 | TRUE
43 | 6075633 | 53 | 0.035 | 0.011 | 0 | 0 |  | 1 | TRUE
44 | 6103982 | 54 | 0.035 | 0.011 | 0 | 0 |  | 1 | TRUE
45 | 6000487 | 55 | 0.083 | 0.027 | 0 | 0 |  | 1 | TRUE
46 | 6000492 | 56 | 0.042 | 0.014 | 0 | 0 |  | 1 | TRUE
47 | 6068406 | 57 | 0.193 | 0.063 | 0 | 0 |  | 1 | TRUE
48 | 6000575 | 59 | 0.021 | 0.007 | 0 | 0 |  | 1 | TRUE
49 | 6000611 | 60 | 0.07 | 0.023 | 0 | 0 |  | 1 | TRUE
50 | 6000623 | 61 | 0.088 | 0.028 | 0 | 0 |  | 1 | TRUE
51 | 6000680 | 62 | 0.096 | 0.031 | 0 | 0 |  | 1 | TRUE
52 | 6000682 | 63 | 0.671 | 0.22 | 0 | 0 |  | 1 | TRUE
53 | 6000717 | 64 | 0.035 | 0.011 | 0 | 0 |  | 1 | TRUE
54 | 6000746 | 65 | 0.247 | 0.081 | 0 | 0 |  | 1 | TRUE
55 | 6178900 | 66 | 0.283 | 0.093 | 0 | 0 |  | 1 | TRUE
56 | 6027674 | 67 | 0.12 | 0.039 | 0 | 0 |  | 1 | TRUE
57 | 6027677 | 68 | 0.028 | 0.009 | 0 | 0 |  | 1 | TRUE
58 | 6027687 | 69 | 0.077 | 0.025 | 0 | 0 |  | 1 | TRUE
59 | 6000295 | 70 | 0.131 | 0.043 | 0 | 0 |  | 1 | TRUE
60 | 6000386 | 71 | 0.207 | 0.068 | 0 | 0 |  | 1 | TRUE
61 | 6000377 | 72 | 0.207 | 0.068 | 0 | 0 |  | 1 | TRUE
62 | 6080348 | 73 | 0.082 | 0.027 | 0 | 0 |  | 1 | TRUE
63 | 6000647 | 74 | 0.393 | 0.129 | 0 | 0 |  | 1 | TRUE
64 | 6000668 | 75 | 1.258 | 0.413 | 0 | 0 |  | 1 | TRUE
65 | 6000158 | 76 | 0.247 | 0.081 | 0 | 0 |  | 1 | TRUE
66 | 6000637 | 77 | 0.207 | 0.068 | 0 | 0 |  | 1 | TRUE
67 | 6027656 | 78 | 0.06 | 0.02 | 0 | 0 |  | 1 | TRUE
68 | 6000108 | 79 | 0.415 | 0.136 | 0 | 0 |  | 1 | TRUE
69 | 6000423 | 80 | 0.011 | 0.003 | 0 | 0 |  | 1 | TRUE
70 | 6000609 | 81 | 0.073 | 0.024 | 0 | 0 |  | 1 | TRUE
71 | 6000557 | 82 | 0.087 | 0.028 | 0 | 0 |  | 1 | TRUE
72 | 6000690 | 83 | 0.017 | 0.005 | 0 | 0 |  | 1 | TRUE
73 | 6000524 | 84 | 0.135 | 0.044 | 0 | 0 |  | 1 | TRUE
74 | 6000703 | 85 | 1.423 | 0.467 | 0 | 0 |  | 1 | TRUE
75 | 6000080 | 86 | 0.277 | 0.091 | 0 | 0 |  | 1 | TRUE
76 | 6000693 | 87 | 0.224 | 0.073 | 0 | 0 |  | 1 | TRUE
77 | 6000687 | 88 | 0.454 | 0.149 | 0 | 0 |  | 1 | TRUE
78 | 6000175 | 89 | 1.135 | 0.373 | 0 | 0 |  | 1 | TRUE
79 | 6000667 | 90 | 0.082 | 0.027 | 0 | 0 |  | 1 | TRUE
80 | 6121738 | 91 | 0.083 | 0.027 | 0 | 0 |  | 1 | TRUE
81 | 6000506 | 92 | 0.247 | 0.081 | 0 | 0 |  | 1 | TRUE
82 | 6000747 | 93 | 0.138 | 0.045 | 0 | 0 |  | 1 | TRUE
83 | 6087268 | 94 | 0.138 | 0.045 | 0 | 0 |  | 1 | TRUE
84 | 6009926 | 95 | 0.03 | 0.009 | 0 | 0 |  | 1 | TRUE
85 | 6027658 | 96 | 0.009 | 0.003 | 0 | 0 |  | 1 | TRUE
86 | 6027697 | 97 | 0.018 | 0.006 | 0 | 0 |  | 1 | TRUE
87 | 6198631 | 122 | 0.082 | 0.027 | 0 | 0 |  | 1 | TRUE
88 | 6000446 | 123 | 0.03 | 0.009 | 0 | 0 |  | 1 | TRUE
89 | 6000220 | 124 | 0.157 | 0.051 | 0 | 0 |  | 1 | TRUE
90 | 6000466 | 125 | 0.03 | 0.009 | 0 | 0 |  | 1 | TRUE
91 | 6082340 | 126 | 0.009 | 0.003 | 0 | 0 |  | 1 | TRUE
92 | 6000537 | 127 | 0.018 | 0.006 | 0 | 0 |  | 1 | TRUE
93 | 6000404 | 128 | 0.03 | 0.009 | 0 | 0 |  | 1 | TRUE
94 | 6000742 | 129 | 0.018 | 0.006 | 0 | 0 |  | 1 | TRUE
95 | 6000152 | 136 | 0.009 | 0.003 | 0 | 0 |  | 1 | TRUE
96 | 6000638 | 137 | 0.009 | 0.003 | 0 | 0 |  | 1 | TRUE
97 | 6000493 | 138 | 0.12 | 0.039 | 0 | 0 |  | 1 | TRUE
98 | 6062713 | 139 | 0.014 | 0.004 | 0 | 0 |  | 1 | TRUE
99 | 6067860 | 140 | 0.054 | 0.018 | 0 | 0 |  | 1 | TRUE
100 | 6064338 | 141 | 0.07 | 0.023 | 0 | 0 |  | 1 | TRUE
101 | 6000168 | 142 | 0.106 | 0.035 | 0 | 0 |  | 1 | TRUE
102 | 6000224 | 143 | 0.314 | 0.103 | 0 | 0 |  | 1 | TRUE
103 | 6000536 | 144 | 0.247 | 0.081 | 0 | 0 |  | 1 | TRUE
104 | 6000215 | 145 | 0.082 | 0.027 | 0 | 0 |  | 1 | TRUE
105 | 6000357 | 146 | 0.074 | 0.024 | 0 | 0 |  | 1 | TRUE
106 | 6000636 | 147 | 0.215 | 0.07 | 0 | 0 |  | 1 | TRUE
107 | 6000679 | 148 | 2.057 | 0.676 | 0 | 0 |  | 1 | TRUE
108 | 6000369 | 151 | 0.138 | 0.045 | 0 | 0 |  | 1 | TRUE
109 | 6000704 | 152 | 0.227 | 0.074 | 0 | 0 |  | 1 | TRUE
110 | 6000719 | 153 | 0.09 | 0.029 | 0 | 0 |  | 1 | TRUE
111 | 6000342 | 154 | 0.009 | 0.003 | 0 | 0 |  | 1 | TRUE
112 | 6027660 | 155 | 0.047 | 0.015 | 0 | 0 |  | 1 | TRUE
113 | 6027659 | 156 | 0.009 | 0.003 | 0 | 0 |  | 1 | TRUE
114 | 6000795 | 157 | 0.088 | 0.028 | 0 | 0 |  | 1 | TRUE
115 | 6040911 | 164 | 0.098 | 0.032 | 0 | 0 |  | 1 | TRUE
116 | 6040912 | 165 | 0.047 | 0.015 | 0 | 0 |  | 1 | TRUE
117 | 6044988 | 166 | 0.009 | 0.003 | 0 | 0 |  | 1 | TRUE
118 | 6040910 | 167 | 0.03 | 0.009 | 0 | 0 |  | 1 | TRUE
119 | 6054432 | 168 | 0.12 | 0.039 | 0 | 0 |  | 1 | TRUE
120 | 6000552 | 170 | 0.047 | 0.015 | 0 | 0 |  | 1 | TRUE
121 | 6044364 | 172 | 0.003 | 0.001 | 0 | 0 |  | 1 | TRUE
122 | 6027664 | 173 | 0.009 | 0.003 | 0 | 0 |  | 1 | TRUE
123 | 6055801 | 185 | 0.018 | 0.006 | 0 | 0 |  | 1 | TRUE
124 | 6027702 | 187 | 0.009 | 0.003 | 0 | 0 |  | 1 | TRUE
125 | 6062757 | 189 | 0.047 | 0.015 | 0 | 0 |  | 1 | TRUE
126 | 6052161 | 192 | 0.44 | 0.144 | 0 | 0 |  | 1 | TRUE
127 | 6027698 | 193 | 0.073 | 0.024 | 0 | 0 |  | 1 | TRUE
128 | 6067849 | 196 | 0.173 | 0.057 | 0 | 0 |  | 1 | TRUE
129 | 6067764 | 197 | 0.055 | 0.018 | 0 | 0 |  | 1 | TRUE
130 | 6067850 | 198 | 0.11 | 0.036 | 0 | 0 |  | 1 | TRUE
131 | 6132493 | 199 | 0.03 | 0.009 | 0 | 0 |  | 1 | TRUE
132 | 6064326 | 201 | 0.295 | 0.097 | 0 | 0 |  | 1 | TRUE
133 | 6000254 | 202 | 0.01 | 0.003 | 0 | 0 |  | 1 | TRUE
134 | 6069229 | 203 | 0.577 | 0.189 | 0 | 0 |  | 1 | TRUE
135 | 6080207 | 207 | 0.22 | 0.072 | 0 | 0 |  | 1 | TRUE
136 | 6068525 | 208 | 0.282 | 0.092 | 0 | 0 |  | 1 | TRUE
137 | 6078836 | 209 | 0.186 | 0.061 | 0 | 0 |  | 1 | TRUE
138 | 6075926 | 210 | 0.22 | 0.072 | 0 | 0 |  | 1 | TRUE
139 | 6084830 | 212 | 0.22 | 0.072 | 0 | 0 |  | 1 | TRUE
140 | 6068702 | 214 | 0.018 | 0.006 | 0 | 0 |  | 1 | TRUE
141 | 6078837 | 215 | 0.152 | 0.05 | 0 | 0 |  | 1 | TRUE
142 | 6083547 | 218 | 0.083 | 0.027 | 0 | 0 |  | 1 | TRUE
143 | 6082211 | 223 | 0.066 | 0.021 | 0 | 0 |  | 1 | TRUE
144 | 6040909 | 227 | 0.06 | 0.02 | 0 | 0 |  | 1 | TRUE
145 | 6069769 | 229 | 0.054 | 0.018 | 0 | 0 |  | 1 | TRUE
146 | 6141814 | 234 | 0.096 | 0.031 | 0 | 0 |  | 1 | TRUE
147 | 6080678 | 244 | 0.066 | 0.021 | 0 | 0 |  | 1 | TRUE

## sgen
name | bus | p_mw | q_mvar | sn_mva | scaling | in_service | type | current_source

## storage
name | bus | p_mw | q_mvar | sn_mva | soc_percent | min_e_mwh | max_e_mwh | scaling | in_service | type

## gen
name | bus | p_mw | vm_pu | sn_mva | min_q_mvar | max_q_mvar | scaling | slack | in_service | type

## switch
bus | element | et | type | closed | name | z_ohm

## shunt
bus | name | q_mvar | p_mw | vn_kv | step | max_step | in_service

## ext_grid
| name | bus | vm_pu | va_degree | in_service
0 | slack node | 116 | 1.05 | 0 | TRUE

## line
| name | std_type | from_bus | to_bus | length_km | r_ohm_per_km | x_ohm_per_km | c_nf_per_km | g_us_per_km | max_i_ka | df | parallel | type | in_service | BranchId | Name | Node1 | Node2 | Feeder | Mat_Id | Material | A | Sn | Vn | OnOff | FeederId | FeederName
0 | 6032393 | - | 119 | 183 | 0.101 | 0.26 | 0.176 | 245.0442 | 0 | 0.353 | 1 | 1 | cs | TRUE | 6032393 | Izvod PRAPROTNO - K5169 | 6166533 | 6028126 | 1 | XHP48A_1X150_20KV | Al | 150 | 12.228 | 20 | 1 | 6032393 | Izvod PRAPROTNO - K5169
1 | 6034071 | - | 183 | 104 | 2.561 | 0.24 | 0.38 | 8.4823 | 0 | 0.345 | 1 | 1 | ol | TRUE | 6034071 | ODSEK D0600 001 -010 | 6028126 | 6028159 | 0 | AL/FE_120/20 | AL-FE | 120 | 14.202 | 20 | 1 | 6032393 | Izvod PRAPROTNO - K5169
2 | 6034067 | - | 104 | 103 | 0.598 | 0.41 | 0.38 | 8.4823 | 0 | 0.235 | 1 | 1 | ol | TRUE | 6034067 | ODSEK D0600 012 -021 | 6028159 | 6028169 | 0 | AL/FE_70/12 | AL-FE | 70 | 8.244 | 20 | 1 | 6032393 | Izvod PRAPROTNO - K5169
3 | 6034068 | - | 103 | 159 | 0.098 | 0.41 | 0.38 | 8.4823 | 0 | 0.235 | 1 | 1 | ol | TRUE | 6034068 | ODSEK D0600 022 -023 | 6028169 | 6028171 | 0 | AL/FE_70/12 | AL-FE | 70 | 8.244 | 20 | 1 | 6032393 | Izvod PRAPROTNO - K5169
4 | 6034054 | - | 159 | 102 | 0.064 | 0.41 | 0.38 | 8.4823 | 0 | 0.235 | 1 | 1 | ol | TRUE | 6034054 | ODSEK D0600 024 -024 | 6028171 | 6028112 | 0 | AL/FE_70/12 | AL-FE | 70 | 8.244 | 20 | 1 | 6032393 | Izvod PRAPROTNO - K5169
5 | 6034055 | - | 102 | 101 | 0.292 | 0.41 | 0.38 | 8.4823 | 0 | 0.235 | 1 | 1 | ol | TRUE | 6034055 | ODSEK D0600 025 -029 | 6028112 | 6028117 | 0 | AL/FE_70/12 | AL-FE | 70 | 8.244 | 20 | 1 | 6032393 | Izvod PRAPROTNO - K5169
6 | 6034042 | - | 101 | 43 | 0.036 | 1.91 | 0.38 | 8.4823 | 0 | 0.125 | 1 | 1 | ol | TRUE | 6034042 | ODSEK D0552 001T-001T | 6028117 | 6000348 | 0 | AL/FE_25/4 | AL-FE | 25 | 4.849 | 20 | 1 | 6032393 | Izvod PRAPROTNO - K5169
7 | 6034056 | - | 101 | 105 | 0.178 | 0.41 | 0.38 | 8.4823 | 0 | 0.235 | 1 | 1 | ol | TRUE | 6034056 | ODSEK D0600 030 -032 | 6028117 | 6028120 | 0 | AL/FE_70/12 | AL-FE | 70 | 8.244 | 20 | 1 | 6032393 | Izvod PRAPROTNO - K5169
8 | 6067862 | - | 105 | 140 | 0.514 | 0.26 | 0.176 | 245.0442 | 0 | 0.36 | 1 | 1 | cs | TRUE | 6067862 | ODSEK K5257 | 6028120 | 6067860 | 0 | NA2XS(F)2Y_1X150_20KV | Al | 150 | 12.47 | 20 | 1 | 6032393 | Izvod PRAPROTNO - K5169
9 | 6032367 | - | 140 | 82 | 0.26 | 0.26 | 0.176 | 245.0442 | 0 | 0.353 | 1 | 1 | cs | TRUE | 6032367 | ODSEK K5113 | 6067860 | 6000557 | 0 | XHP48A_1X150_20KV | Al | 150 | 12.228 | 20 | 1 | 6032393 | Izvod PRAPROTNO - K5169
10 | 6034058 | - | 105 | 160 | 0.274 | 0.41 | 0.38 | 8.4823 | 0 | 0.235 | 1 | 1 | ol | TRUE | 6034058 | ODSEK D0600 033 -036 | 6028120 | 6041396 | 0 | AL/FE_70/12 | AL-FE | 70 | 8.244 | 20 | 1 | 6032393 | Izvod PRAPROTNO - K5169
11 | 6052833 | - | 160 | 106 | 0.571 | 1.91 | 0.38 | 8.4823 | 0 | 0.125 | 1 | 1 | ol | TRUE | 6052833 | ODSEK D0551 009 -015 | 6041396 | 6028268 | 0 | AL/FE_25/4 | AL-FE | 25 | 4.849 | 20 | 1 | 6032393 | Izvod PRAPROTNO - K5169
12 | 6034043 | - | 106 | 49 | 0.743 | 0.44 | 0.22 | 188.4956 | 0 | 0.31 | 1 | 1 | ol | TRUE | 6034043 | ODSEK D0553 001 -012 | 6028268 | 6000407 | 0 | XL-PE_1X70_20KV | Al | 70 | 10.738 | 20 | 1 | 6032393 | Izvod PRAPROTNO - K5169
13 | 6034036 | - | 106 | 161 | 0.155 | 1.91 | 0.38 | 8.4823 | 0 | 0.125 | 1 | 1 | ol | TRUE | 6034036 | ODSEK D0551 016 -018 | 6028268 | 6028271 | 0 | AL/FE_25/4 | AL-FE | 25 | 4.849 | 20 | 1 | 6032393 | Izvod PRAPROTNO - K5169
14 | 6034045 | - | 161 | 59 | 0.35 | 0.82 | 0.38 | 8.4823 | 0 | 0.145 | 1 | 1 | ol | TRUE | 6034045 | ODSEK D0554 001 -005 | 6028271 | 6000575 | 0 | AL/FE_35/6 | AL-FE | 35 | 5.888 | 20 | 1 | 6032393 | Izvod PRAPROTNO - K5169
15 | 6034037 | - | 161 | 32 | 0.542 | 1.91 | 0.38 | 8.4823 | 0 | 0.125 | 1 | 1 | ol | TRUE | 6034037 | ODSEK D0551 019 -026T | 6028271 | 6000101 | 0 | AL/FE_25/4 | AL-FE | 25 | 4.849 | 20 | 1 | 6032393 | Izvod PRAPROTNO - K5169
16 | 6034038 | - | 32 | 107 | 0.052 | 0.82 | 0.38 | 8.4823 | 0 | 0.145 | 1 | 1 | ol | TRUE | 6034038 | ODSEK D0551 027 -027 | 6000101 | 6028281 | 0 | AL/FE_35/6 | AL-FE | 35 | 5.888 | 20 | 1 | 6032393 | Izvod PRAPROTNO - K5169
17 | 6034039 | - | 107 | 162 | 0.773 | 0.82 | 0.38 | 8.4823 | 0 | 0.145 | 1 | 1 | ol | TRUE | 6034039 | ODSEK D0551 028 -039 | 6028281 | 6028293 | 0 | AL/FE_35/6 | AL-FE | 35 | 5.888 | 20 | 1 | 6032393 | Izvod PRAPROTNO - K5169
18 | 6034651 | - | 0 | 3 | 0.028 | 0.57 | 0.38 | 8.4823 | 0 | 0.17 | 1 | 1 | ol | TRUE | 6034651 | ODSEK D0851 000T-000T | 6027069 | 6000082 | 0 | AL/FE_50/8 | AL-FE | 50 | 6.754 | 20 | 1 | 6196010 | Izvod POLJANSKA DOLINA - K7288
19 | 6034643 | - | 3 | 176 | 0.475 | 0.82 | 0.38 | 8.4823 | 0 | 0.145 | 1 | 1 | ol | FALSE | 6034643 | ODSEK D0851 002 -008 | 6000082 | 6027415 | 0 | AL/FE_35/6 | AL-FE | 35 | 5.889 | 20 | 0 | 6176687 | Izvod HRASTNICA - K5325
20 | 6034652 | - | 176 | 8 | 0.048 | 0.82 | 0.38 | 8.4823 | 0 | 0.145 | 1 | 1 | ol | TRUE | 6034652 | ODSEK D0852 000T-000T | 6027415 | 6000216 | 0 | AL/FE_35/6 | AL-FE | 35 | 5.888 | 20 | 1 | 6176687 | Izvod HRASTNICA - K5325
21 | 6034654 | - | 18 | 9 | 0.04 | 1.91 | 0.38 | 8.4823 | 0 | 0.125 | 1 | 1 | ol | TRUE | 6034654 | ODSEK D0854 001T-001T | 6027465 | 6000745 | 0 | AL/FE_25/4 | AL-FE | 25 | 4.849 | 20 | 1 | 6176687 | Izvod HRASTNICA - K5325
22 | 6034659 | - | 112 | 12 | 1.952 | 0.44 | 0.22 | 188.4956 | 0 | 0.31 | 1 | 1 | ol | TRUE | 6034659 | ODSEK D0856 004 -038 | 6027882 | 6000555 | 0 | XL-PE_1X70_20KV | Al | 70 | 10.739 | 20 | 1 | 6176687 | Izvod HRASTNICA - K5325
23 | 6034621 | - | 0 | 131 | 0.418 | 0.57 | 0.38 | 8.4823 | 0 | 0.17 | 1 | 1 | ol | TRUE | 6034621 | ODSEK D0850 040 -046 | 6027069 | 6027076 | 0 | AL/FE_50/8 | AL-FE | 50 | 6.754 | 20 | 1 | 6196010 | Izvod POLJANSKA DOLINA - K7288
24 | 6034661 | - | 131 | 123 | 0.049 | 0.82 | 0.38 | 8.4823 | 0 | 0.145 | 1 | 1 | ol | TRUE | 6034661 | ODSEK D0857 000T-000T | 6027076 | 6000446 | 0 | AL/FE_35/6 | AL-FE | 35 | 5.888 | 20 | 1 | 6196010 | Izvod POLJANSKA DOLINA - K7288
25 | 6034664 | - | 133 | 128 | 0.158 | 0.44 | 0.22 | 188.4956 | 0 | 0.31 | 1 | 1 | ol | TRUE | 6034664 | ODSEK D0858 026 -028 | 6027874 | 6000404 | 0 | XL-PE_1X70_20KV | Al | 70 | 10.738 | 20 | 1 | 6196010 | Izvod POLJANSKA DOLINA - K7288
26 | 6034666 | - | 133 | 177 | 0.506 | 0.44 | 0.22 | 188.4956 | 0 | 0.31 | 1 | 1 | ol | TRUE | 6034666 | ODSEK D0859 001 -009A | 6027874 | 6045170 | 0 | XL-PE_1X70_20KV | Al | 70 | 10.738 | 20 | 1 | 6196010 | Izvod POLJANSKA DOLINA - K7288
27 | 6034671 | - | 177 | 178 | 0.421 | 0.41 | 0.38 | 8.4823 | 0 | 0.235 | 1 | 1 | ol | TRUE | 6034671 | ODSEK D0859 009A - 009B | 6045170 | 6027821 | 0 | AL/FE_70/12 | AL-FE | 70 | 8.244 | 20 | 1 | 6196010 | Izvod POLJANSKA DOLINA - K7288
28 | 6034667 | - | 178 | 134 | 0.234 | 0.44 | 0.22 | 188.4956 | 0 | 0.31 | 1 | 1 | ol | TRUE | 6034667 | ODSEK D0859 011 -015 | 6027821 | 6027849 | 0 | XL-PE_1X70_20KV | Al | 70 | 10.738 | 20 | 1 | 6196010 | Izvod POLJANSKA DOLINA - K7288
29 | 6034672 | - | 134 | 13 | 0.023 | 0.44 | 0.22 | 188.4956 | 0 | 0.31 | 1 | 1 | ol | TRUE | 6034672 | ODSEK D0860 001 -001 | 6027849 | 6000449 | 0 | XL-PE_1X70_20KV | Al | 70 | 10.738 | 20 | 1 | 6196010 | Izvod POLJANSKA DOLINA - K7288
30 | 6034669 | - | 134 | 14 | 1.287 | 0.44 | 0.22 | 188.4956 | 0 | 0.31 | 1 | 1 | ol | TRUE | 6034669 | ODSEK D0859 016 -036 | 6027849 | 6000425 | 0 | XL-PE_1X70_20KV | Al | 70 | 10.738 | 20 | 1 | 6196010 | Izvod POLJANSKA DOLINA - K7288
31 | 6032362 | - | 4 | 19 | 0.618 | 0.57 | 0.229 | 188.4956 | 0 | 0.238 | 1 | 1 | cs | TRUE | 6032362 | ODSEK K5096 | 6113893 | 6000665 | 0 | A2YHSY_1X70_20KV | Al | 70 | 8.244 | 20 | 1 | 6196010 | Izvod POLJANSKA DOLINA - K7288
32 | 6032384 | - | 19 | 20 | 0.155 | 0.57 | 0.192 | 188.4956 | 0 | 0.237 | 1 | 1 | cs | TRUE | 6032384 | ODSEK K5157 | 6000665 | 6027777 | 0 | XHP48A_1X70_20KV | Al | 70 | 8.209 | 20 | 1 | 6196010 | Izvod POLJANSKA DOLINA - K7288
33 | 6034677 | - | 22 | 6 | 0.209 | 0.82 | 0.38 | 8.4823 | 0 | 0.145 | 1 | 1 | ol | TRUE | 6034677 | ODSEK D0863 001 -003 | 6027121 | 6000628 | 0 | AL/FE_35/6 | AL-FE | 35 | 5.888 | 20 | 1 | 6196010 | Izvod POLJANSKA DOLINA - K7288
34 | 6034630 | - | 22 | 23 | 0.077 | 0.41 | 0.38 | 8.4823 | 0 | 0.235 | 1 | 1 | ol | TRUE | 6034630 | ODSEK D0850 090 -090 | 6027121 | 6027214 | 0 | AL/FE_70/12 | AL-FE | 70 | 8.244 | 20 | 1 | 6196010 | Izvod POLJANSKA DOLINA - K7288
35 | 6034686 | - | 24 | 135 | 0.577 | 0.82 | 0.38 | 8.4823 | 0 | 0.145 | 1 | 1 | ol | TRUE | 6034686 | ODSEK D0867 001 -012 | 6027504 | 6027515 | 0 | AL/FE_35/6 | AL-FE | 35 | 5.888 | 20 | 1 | 6196010 | Izvod POLJANSKA DOLINA - K7288
36 | 6034687 | - | 135 | 16 | 0.112 | 0.82 | 0.38 | 8.4823 | 0 | 0.145 | 1 | 1 | ol | TRUE | 6034687 | ODSEK D0867 013 -014 | 6027515 | 6000629 | 0 | AL/FE_35/6 | AL-FE | 35 | 5.888 | 20 | 1 | 6196010 | Izvod POLJANSKA DOLINA - K7288
37 | 6034635 | - | 26 | 27 | 0.635 | 0.41 | 0.38 | 8.4823 | 0 | 0.235 | 1 | 1 | ol | TRUE | 6034635 | D0850-113-D0850-131 | 6027154 | 6027167 | 0 | AL/FE_70/12 | AL-FE | 70 | 8.244 | 20 | 1 | 6196010 | Izvod POLJANSKA DOLINA - K7288
38 | 6034636 | - | 27 | 99 | 0.792 | 0.41 | 0.38 | 8.4823 | 0 | 0.235 | 1 | 1 | ol | TRUE | 6034636 | D0850-131-D0850-142A | 6027167 | 6027179 | 0 | AL/FE_70/12 | AL-FE | 70 | 8.244 | 20 | 1 | 6196010 | Izvod POLJANSKA DOLINA - K7288
39 | 6034717 | - | 99 | 156 | 0.036 | 0.82 | 0.38 | 8.4823 | 0 | 0.145 | 1 | 1 | ol | TRUE | 6034717 | ODSEK D0879 001T-001T | 6027179 | 6027659 | 0 | AL/FE_35/6 | AL-FE | 35 | 5.888 | 20 | 1 | 6196010 | Izvod POLJANSKA DOLINA - K7288
40 | 6034638 | - | 99 | 114 | 0.34 | 0.41 | 0.38 | 8.4823 | 0 | 0.235 | 1 | 1 | ol | TRUE | 6034638 | ODSEK D0850 143 -148 | 6027179 | 6027185 | 0 | AL/FE_70/12 | AL-FE | 70 | 8.244 | 20 | 1 | 6196010 | Izvod POLJANSKA DOLINA - K7288
41 | 6034692 | - | 158 | 169 | 0.282 | 0.82 | 0.38 | 8.4823 | 0 | 0.145 | 1 | 1 | ol | TRUE | 6034692 | ODSEK D0870 001 -005 | 6027188 | 6027370 | 0 | AL/FE_35/6 | AL-FE | 35 | 5.888 | 20 | 1 | 6196010 | Izvod POLJANSKA DOLINA - K7288
42 | 6034693 | - | 169 | 170 | 0.11 | 0.82 | 0.38 | 8.4823 | 0 | 0.145 | 1 | 1 | ol | TRUE | 6034693 | ODSEK D0870 006 -007 | 6027370 | 6000552 | 0 | AL/FE_35/6 | AL-FE | 35 | 5.888 | 20 | 1 | 6196010 | Izvod POLJANSKA DOLINA - K7288
43 | 6032612 | - | 169 | 174 | 0.332 | 0.57 | 0.192 | 188.4956 | 0 | 0.237 | 1 | 1 | cs | TRUE | 6032612 | ODSEK K5193 | 6027370 | 6040752 | 0 | XHE49A_1X70_20KV | Al | 70 | 8.21 | 20 | 1 | 6196010 | Izvod POLJANSKA DOLINA - K7288
44 | 6034718 | - | 174 | 173 | 0.772 | 0.89 | 0.24 | 150.7964 | 0 | 0.2 | 1 | 1 | ol | TRUE | 6034718 | ODSEK D0880 001 -013 | 6040752 | 6027664 | 0 | XL-PE_1X35_20KV | Al | 35 | 6.928 | 20 | 1 | 6196010 | Izvod POLJANSKA DOLINA - K7288
45 | 6053008 | - | 171 | 172 | 0.267 | 0.44 | 0.22 | 188.4956 | 0 | 0.31 | 1 | 1 | ol | TRUE | 6053008 | ODSEK D0871 002-006T | 6027364 | 6044364 | 0 | XL-PE_1X70_20KV | Al | 70 | 10.738 | 20 | 1 | 6196010 | Izvod POLJANSKA DOLINA - K7288
46 | 6034695 | - | 172 | 154 | 1.005 | 0.44 | 0.22 | 188.4956 | 0 | 0.31 | 1 | 1 | ol | TRUE | 6034695 | ODSEK D0871 007 -024 | 6044364 | 6000342 | 0 | XL-PE_1X70_20KV | Al | 70 | 10.738 | 20 | 1 | 6196010 | Izvod POLJANSKA DOLINA - K7288
47 | 6034706 | - | 113 | 129 | 0.972 | 0.26 | 0.176 | 245.0442 | 0 | 0.36 | 1 | 1 | cs | TRUE | 6034706 | ODSEK D0874 002 -015 | 6208791 | 6000742 | 0 | NA2XS(F)2Y_1X150_20KV | Al | 150 | 12.47 | 20 | 1 | 6196010 | Izvod POLJANSKA DOLINA - K7288
48 | 6032332 | - | 145 | 79 | 0.366 | 0.26 | 0.207 | 245.0442 | 0 | 0.353 | 1 | 1 | cs | TRUE | 6032332 | ODSEK K5044 | 6000215 | 6000108 | 0 | A2YHSY_1X150_20KV | Al | 150 | 12.228 | 20 | 1 | 6100657 | Izvod KOFJA LOKA - K5288
49 | 6032400 | - | 79 | 90 | 0.365 | 0.26 | 0.176 | 245.0442 | 0 | 0.353 | 1 | 1 | cs | TRUE | 6032400 | ODSEK K5179 | 6000108 | 6000667 | 0 | XHP48A_1X150_20KV | Al | 150 | 12.228 | 20 | 1 | 6100657 | Izvod KOFJA LOKA - K5288
50 | 6032401 | - | 90 | 2 | 0.115 | 0.26 | 0.176 | 245.0442 | 0 | 0.353 | 1 | 1 | cs | TRUE | 6032401 | ODSEK K5180 | 6000667 | 6000661 | 0 | XHE49A_1X150_20KV | Al | 150 | 12.228 | 20 | 1 | 6100657 | Izvod KOFJA LOKA - K5288
51 | 6032402 | - | 2 | 77 | 0.3 | 0.26 | 0.176 | 245.0442 | 0 | 0.353 | 1 | 1 | cs | TRUE | 6032402 | ODSEK K5181 | 6000661 | 6000637 | 0 | XHE49A_1X150_20KV | Al | 150 | 12.228 | 20 | 1 | 6100657 | Izvod KOFJA LOKA - K5288
52 | 6032397 | - | 77 | 42 | 0.181 | 0.26 | 0.207 | 245.0442 | 0 | 0.353 | 1 | 1 | cs | TRUE | 6032397 | ODSEK K5176 | 6000637 | 6000343 | 0 | A2YHSY_1X150_20KV | Al | 150 | 12.228 | 20 | 1 | 6100657 | Izvod KOFJA LOKA - K5288
53 | 6032037 | - | 118 | 181 | 0.533 | 0.26 | 0.176 | 245.0442 | 0 | 0.353 | 1 | 1 | cs | TRUE | 6032037 | Izvod POD PLEVNO - K5129 | 6166530 | 6032037 | 1 | XHP48A_1X150_20KV | Al | 150 | 12.228 | 20 | 1 | 6032037 | Izvod POD PLEVNO - K5129
54 | 6060206 | - | 181 | 164 | 0.353 | 0.26 | 0.176 | 245.0442 | 0 | 0.353 | 1 | 1 | cs | TRUE | 6060206 | ODSEK K5129 SPOJKA 1 | 6032037 | 6040911 | 0 | XHE49A_1X150_20KV | Al | 150 | 12.228 | 20 | 1 | 6032037 | Izvod POD PLEVNO - K5129
55 | 6060207 | - | 164 | 182 | 0.352 | 0.26 | 0.176 | 245.0442 | 0 | 0.353 | 1 | 1 | cs | TRUE | 6060207 | ODSEK K5206 SUHA-SP.2 | 6040911 | 6061280 | 0 | XHE49A_1X150_20KV | Al | 150 | 12.228 | 20 | 1 | 6032037 | Izvod POD PLEVNO - K5129
56 | 6055828 | - | 182 | 65 | 0.677 | 0.26 | 0.176 | 245.0442 | 0 | 0.353 | 1 | 1 | cs | TRUE | 6055828 | ODSEK K5206 SP.2 PODPLEVN | 6061280 | 6000746 | 0 | XHE48A_1X150_20KV | Al | 150 | 12.228 | 20 | 1 | 6032037 | Izvod POD PLEVNO - K5129
57 | 6032036 | - | 65 | 124 | 0.207 | 0.26 | 0.176 | 245.0442 | 0 | 0.353 | 1 | 1 | cs | TRUE | 6032036 | ODSEK K5138 | 6000746 | 6000220 | 0 | XHP48A_1X150_20KV | Al | 150 | 12.228 | 20 | 1 | 6032037 | Izvod POD PLEVNO - K5129
58 | 6032035 | - | 124 | 143 | 0.406 | 0.26 | 0.176 | 245.0442 | 0 | 0.353 | 1 | 1 | cs | TRUE | 6032035 | ODSEK K5137 | 6000220 | 6000224 | 0 | XHP48A_1X150_20KV | Al | 150 | 12.228 | 20 | 1 | 6032037 | Izvod POD PLEVNO - K5129
59 | 6032034 | - | 143 | 41 | 0.241 | 0.26 | 0.176 | 245.0442 | 0 | 0.353 | 1 | 1 | cs | TRUE | 6032034 | ODSEK K5188 | 6000224 | 6000297 | 0 | XHE49A_1X150_20KV | Al | 150 | 12.228 | 20 | 1 | 6032037 | Izvod POD PLEVNO - K5129
60 | 6032363 | - | 144 | 76 | 0.15 | 0.26 | 0.176 | 245.0442 | 0 | 0.353 | 1 | 1 | cs | TRUE | 6032363 | ODSEK K5100 | 6000536 | 6000158 | 0 | XHP48A_1X150_20KV | Al | 150 | 12.228 | 20 | 1 | 6032037 | Izvod POD PLEVNO - K5129
61 | 6032359 | - | 76 | 92 | 0.385 | 0.26 | 0.207 | 245.0442 | 0 | 0.353 | 1 | 1 | cs | TRUE | 6032359 | ODSEK K5092 | 6000158 | 6000506 | 0 | A2YHSY_1X150_20KV | Al | 150 | 12.228 | 20 | 1 | 6032037 | Izvod POD PLEVNO - K5129
62 | 6032357 | - | 92 | 75 | 0.361 | 0.26 | 0.176 | 245.0442 | 0 | 0.353 | 1 | 1 | cs | TRUE | 6032357 | ODSEK K5089 | 6000506 | 6000668 | 0 | XHP48A_1X150_20KV | Al | 150 | 12.228 | 20 | 1 | 6032037 | Izvod POD PLEVNO - K5129
63 | 6032379 | - | 75 | 74 | 0.059 | 0.92 | 0.123 | 245.0442 | 0 | 0.125 | 1 | 1 | cs | TRUE | 6032379 | ODSEK K5000 | 6000668 | 6000647 | 0 | NKBA_3X25_10KV | Al | 25 | 4.33 | 20 | 1 | 6032037 | Izvod POD PLEVNO - K5129
64 | 6032358 | - | 75 | 111 | 0.389 | 0.26 | 0.176 | 245.0442 | 0 | 0.353 | 1 | 1 | cs | TRUE | 6032358 | ODSEK K5090 | 6000668 | 6127482 | 0 | XHP48A_1X150_20KV | Al | 150 | 12.228 | 20 | 1 | 6032037 | Izvod POD PLEVNO - K5129
65 | 6044477 | - | 78 | 38 | 1.244 | 0.26 | 0.176 | 245.0442 | 0 | 0.353 | 1 | 1 | cs | TRUE | 6044477 | ODSEK K5209- K5210 | 6027656 | 9000582 | 0 | XHE49A_1X150_20KV | Al | 150 | 12.228 | 20 | 1 | 6173545 | Izvod KAMNITNIK - K5319
66 | 6069632 | - | 37 | 175 | 0.194 | 0.26 | 0.11121 | 236.5619 | 0 | 0.353 | 1 | 1 | cs | FALSE | 6069632 | ODSEK K5255 | 6000238 | 6040669 | 0 | XHE49A_3X150_20KV | Al | 150 | 12.228 | 20 | 0 | 6032393 | Izvod PRAPROTNO - K5169
67 | 6034053 | - | 175 | 159 | 0.052 | 0.41 | 0.38 | 8.4823 | 0 | 0.235 | 1 | 1 | ol | TRUE | 6034053 | ODSEK D0557 001 -004 | 6040669 | 6028171 | 0 | AL/FE_70/12 | AL-FE | 70 | 8.244 | 20 | 1 | 6032393 | Izvod PRAPROTNO - K5169
68 | 6032031 | - | 37 | 40 | 0.384 | 0.26 | 0.176 | 245.0442 | 0 | 0.353 | 1 | 1 | cs | TRUE | 6032031 | ODSEK K5184 | 6000238 | 6000267 | 0 | XHE49A_1X150_20KV | Al | 150 | 12.228 | 20 | 1 | 6100657 | Izvod KOFJA LOKA - K5288
69 | 6075970 | - | 40 | 42 | 0.384 | 0.26 | 0.176 | 245.0442 | 0 | 0.36 | 1 | 1 | cs | TRUE | 6075970 | ODSEK K5259 | 6000267 | 6000343 | 0 | NA2XS(F)2Y_1X150_20KV | Al | 150 | 12.47 | 20 | 1 | 6100657 | Izvod KOFJA LOKA - K5288
70 | 6031823 | - | 38 | 72 | 0.535 | 0.26 | 0.176 | 245.0442 | 0 | 0.353 | 1 | 1 | cs | TRUE | 6031823 | ODSEK K5183 | 9000582 | 6000377 | 0 | XHE49A_1X150_20KV | Al | 150 | 12.228 | 20 | 1 | 6173545 | Izvod KAMNITNIK - K5319
71 | 6032409 | - | 72 | 71 | 0.415 | 0.26 | 0.176 | 245.0442 | 0 | 0.353 | 1 | 1 | cs | TRUE | 6032409 | ODSEK K5190 | 6000377 | 6000386 | 0 | XHE49A_1X150_20KV | Al | 150 | 12.228 | 20 | 1 | 6173545 | Izvod KAMNITNIK - K5319
72 | 6032408 | - | 71 | 70 | 0.396 | 0.26 | 0.176 | 245.0442 | 0 | 0.353 | 1 | 1 | cs | TRUE | 6032408 | ODSEK K5189 | 6000386 | 6000295 | 0 | XHE49A_1X150_20KV | Al | 150 | 12.228 | 20 | 1 | 6173545 | Izvod KAMNITNIK - K5319
73 | 6032327 | - | 70 | 46 | 0.409 | 0.26 | 0.207 | 245.0442 | 0 | 0.353 | 1 | 1 | cs | TRUE | 6032327 | ODSEK K5032 | 6000295 | 6000370 | 0 | A2YHSY_1X150_20KV | Al | 150 | 12.228 | 20 | 1 | 6173545 | Izvod KAMNITNIK - K5319
74 | 6032336 | - | 46 | 51 | 0.156 | 0.26 | 0.207 | 245.0442 | 0 | 0.353 | 1 | 1 | cs | TRUE | 6032336 | ODSEK K5054 | 6000370 | 6000455 | 0 | A2YHSY_1X150_20KV | Al | 150 | 12.228 | 20 | 1 | 6173545 | Izvod KAMNITNIK - K5319
75 | 6032333 | - | 46 | 47 | 0.271 | 0.26 | 0.207 | 245.0442 | 0 | 0.353 | 1 | 1 | cs | TRUE | 6032333 | ODSEK K5045 | 6000370 | 6000387 | 0 | A2YHSY_1X150_20KV | Al | 150 | 12.228 | 20 | 1 | 6173545 | Izvod KAMNITNIK - K5319
76 | 6032334 | - | 47 | 184 | 0.301 | 0.26 | 0.207 | 245.0442 | 0 | 0.353 | 1 | 1 | cs | TRUE | 6032334 | ODSEK K5050 | 6000387 | 6054173 | 0 | A2YHSY_1X150_20KV | Al | 150 | 12.228 | 20 | 1 | 6173545 | Izvod KAMNITNIK - K5319
77 | 6032356 | - | 117 | 138 | 0.23 | 0.26 | 0.176 | 245.0442 | 0 | 0.353 | 1 | 1 | cs | TRUE | 6032356 | Izvod KRANJ - K5088 | 6009205 | 6000493 | 1 | XHP48A_1X150_20KV | Al | 150 | 12.228 | 20 | 1 | 6032356 | Izvod KRANJ - K5088
78 | 6032371 | - | 138 | 28 | 0.092 | 0.26 | 0.176 | 245.0442 | 0 | 0.353 | 1 | 1 | cs | TRUE | 6032371 | ODSEK K5126 | 6000493 | 6000133 | 0 | XHP48A_1X150_20KV | Al | 150 | 12.228 | 20 | 1 | 6032356 | Izvod KRANJ - K5088
79 | 6033977 | - | 31 | 110 | 0.31 | 0.82 | 0.239 | 169.646 | 0 | 0.195 | 1 | 1 | ol | TRUE | 6033977 | ODSEK D0451 074T-074T | 6000090 | 6028731 | 0 | A2YHSY_1X50_20KV | Cu | 50 | 6.928 | 20 | 1 | 6032356 | Izvod KRANJ - K5088
80 | 6059253 | - | 110 | 168 | 0.27 | 0.26 | 0.176 | 245.0442 | 0 | 0.353 | 1 | 1 | cs | TRUE | 6059253 | ODSEK K5213 | 6028731 | 6054432 | 0 | XHE49A_1X150_20KV | Al | 150 | 12.228 | 20 | 1 | 6032356 | Izvod KRANJ - K5088
81 | 6033975 | - | 110 | 163 | 0.354 | 0.82 | 0.239 | 169.646 | 0 | 0.195 | 1 | 1 | ol | TRUE | 6033975 | ODSEK D0451 067 -071 | 6028731 | 6028726 | 0 | A2YHSY_1X50_20KV | Cu | 50 | 6.928 | 20 | 1 | 6032356 | Izvod KRANJ - K5088
82 | 6033999 | - | 163 | 67 | 0.183 | 0.82 | 0.38 | 8.4823 | 0 | 0.145 | 1 | 1 | ol | TRUE | 6033999 | ODSEK D0464 001 -002 | 6028726 | 6027674 | 0 | AL/FE_35/6 | AL-FE | 35 | 5.888 | 20 | 1 | 6032356 | Izvod KRANJ - K5088
83 | 6033974 | - | 163 | 109 | 0.389 | 0.82 | 0.239 | 169.646 | 0 | 0.195 | 1 | 1 | ol | TRUE | 6033974 | ODSEK D0451 062 -066 | 6028726 | 6028721 | 0 | A2YHSY_1X50_20KV | Cu | 50 | 6.928 | 20 | 1 | 6032356 | Izvod KRANJ - K5088
84 | 6040942 | - | 36 | 69 | 0.59 | 0.26 | 0.176 | 245.0442 | 0 | 0.36 | 1 | 1 | cs | TRUE | 6040942 | ODSEK K5198 | 6000146 | 6027687 | 0 | NA2XS(F)2Y_1X150_20KV | Al | 150 | 12.47 | 20 | 1 | 6032356 | Izvod KRANJ - K5088
85 | 6033973 | - | 109 | 108 | 0.174 | 0.82 | 0.239 | 169.646 | 0 | 0.195 | 1 | 1 | ol | TRUE | 6033973 | ODSEK D0451 059 -061 | 6028721 | 6028719 | 0 | A2YHSY_1X50_20KV | Cu | 50 | 6.928 | 20 | 1 | 6032356 | Izvod KRANJ - K5088
86 | 6209814 | - | 119 | 30 | 0.555 | 0.26 | 0.176 | 245.0442 | 0 | 0.36 | 1 | 1 | cs | TRUE | 6209814 | Izvod FRANKOVO - K5335 | 6166533 | 6000568 | 1 | NA2XS(F)2Y_1X150_20KV | Al | 150 | 12.471 | 20 | 1 | 6209814 | Izvod FRANKOVO - K5335
87 | 6032372 | - | 30 | 81 | 0.271 | 0.26 | 0.176 | 245.0442 | 0 | 0.353 | 1 | 1 | cs | TRUE | 6032372 | ODSEK K5128 | 6000568 | 6000609 | 0 | XHP48A_1X150_20KV | Al | 150 | 12.228 | 20 | 1 | 6209814 | Izvod FRANKOVO - K5335
88 | 6032348 | - | 117 | 83 | 0.509 | 0.26 | 0.207 | 245.0442 | 0 | 0.353 | 1 | 1 | cs | TRUE | 6032348 | Izvod GRADIS - K5076 | 6009205 | 6000690 | 1 | A2YHSY_1X150_20KV | Al | 150 | 12.228 | 20 | 1 | 6032348 | Izvod GRADIS - K5076
89 | 6032349 | - | 83 | 146 | 0.376 | 0.26 | 0.207 | 245.0442 | 0 | 0.353 | 1 | 1 | cs | TRUE | 6032349 | ODSEK K5077 | 6000690 | 6000357 | 0 | A2YHSY_1X150_20KV | Al | 150 | 12.228 | 20 | 1 | 6032348 | Izvod GRADIS - K5076
90 | 6051657 | - | 146 | 147 | 0.095 | 0.26 | 0.176 | 245.0442 | 0 | 0.36 | 1 | 1 | cs | TRUE | 6051657 | ODSEK K5195 | 6000357 | 6000636 | 0 | NA2XS(F)2Y_1X150_20KV | Al | 150 | 12.47 | 20 | 1 | 6032348 | Izvod GRADIS - K5076
91 | 6032368 | - | 153 | 84 | 0.225 | 0.26 | 0.176 | 245.0442 | 0 | 0.353 | 1 | 1 | cs | TRUE | 6032368 | ODSEK K5117 | 6000719 | 6000524 | 0 | XHP48A_1X150_20KV | Al | 150 | 12.228 | 20 | 1 | 6032348 | Izvod GRADIS - K5076
92 | 6032369 | - | 84 | 80 | 0.336 | 0.26 | 0.176 | 245.0442 | 0 | 0.353 | 1 | 1 | cs | TRUE | 6032369 | ODSEK K5118 | 6000524 | 6000423 | 0 | XHP48A_1X150_20KV | Al | 150 | 12.228 | 20 | 1 | 6032348 | Izvod GRADIS - K5076
93 | 6032370 | - | 80 | 149 | 0.338 | 0.26 | 0.176 | 245.0442 | 0 | 0.353 | 1 | 1 | cs | FALSE | 6032370 | ODSEK K5123 | 6000423 | 8000001 | 0 | XHP48A_1X150_20KV | Al | 150 | 12.228 | 20 | 0 | 6210961 | Izvod HLADILNICE- K5163
94 | 6032355 | - | 150 | 85 | 0.13 | 0.26 | 0.176 | 245.0442 | 0 | 0.353 | 1 | 1 | cs | TRUE | 6032355 | ODSEK K5086 | 8000002 | 6000703 | 0 | XHP48A_1X150_20KV | Al | 150 | 12.228 | 20 | 1 | 6032366 | Izvod TERMIKA 1 - K5110
95 | 6032411 | - | 80 | 35 | 0.503 | 0.26 | 0.176 | 245.0442 | 0 | 0.353 | 1 | 1 | cs | TRUE | 6032411 | ODSEK K5192 | 6000423 | 6000138 | 0 | XHE49A_1X150_20KV | Al | 150 | 12.228 | 20 | 1 | 6032348 | Izvod GRADIS - K5076
96 | 6032365 | - | 118 | 150 | 1.229 | 0.26 | 0.176 | 245.0442 | 0 | 0.353 | 1 | 1 | cs | FALSE | 6032365 | Izvod TERMIKA II. - K5109 | 6166530 | 8000002 | 1 | XHP48A_1X150_20KV | Al | 150 | 12.228 | 20 | 0
97 | 6043875 | - | 88 | 35 | 0.193 | 0.26 | 0.176 | 245.0442 | 0 | 0.36 | 1 | 1 | cs | FALSE | 6043875 | ODSEK K5201 | 6000687 | 6000138 | 0 | NA2XS(F)2Y_1X150_20KV | Al | 150 | 12.471 | 20 | 0 | 6032383 | Izvod LTH - K5154
98 | 6032366 | - | 117 | 150 | 1.237 | 0.26 | 0.176 | 245.0442 | 0 | 0.353 | 1 | 1 | cs | TRUE | 6032366 | Izvod TERMIKA 1 - K5110 | 6009205 | 8000002 | 1 | XHP48A_1X150_20KV | Al | 150 | 12.228 | 20 | 1 | 6032366 | Izvod TERMIKA 1 - K5110
99 | 6032381 | - | 118 | 29 | 0.355 | 0.26 | 0.176 | 245.0442 | 0 | 0.353 | 1 | 1 | cs | TRUE | 6032381 | Izvod KROJ - K5152 | 6166530 | 6000250 | 1 | XHP48A_1X150_20KV | Al | 150 | 12.228 | 20 | 1 | 6032381 | Izvod KROJ - K5152
100 | 6032386 | - | 93 | 151 | 0.135 | 0.26 | 0.176 | 245.0442 | 0 | 0.353 | 1 | 1 | cs | TRUE | 6032386 | ODSEK K5162 | 6000747 | 6000369 | 0 | XHP48A_1X150_20KV | Al | 150 | 12.228 | 20 | 1 | 6210961 | Izvod HLADILNICE- K5163
101 | 6032375 | - | 151 | 61 | 0.241 | 0.26 | 0.176 | 245.0442 | 0 | 0.353 | 1 | 1 | cs | TRUE | 6032375 | ODSEK K5131 | 6000369 | 6000623 | 0 | XHP48A_1X150_20KV | Al | 150 | 12.228 | 20 | 1 | 6210961 | Izvod HLADILNICE- K5163
102 | 6032374 | - | 61 | 86 | 0.468 | 0.26 | 0.176 | 245.0442 | 0 | 0.353 | 1 | 1 | cs | TRUE | 6032374 | ODSEK K5130 | 6000623 | 6000080 | 0 | XHP48A_1X150_20KV | Al | 150 | 12.228 | 20 | 1 | 6210961 | Izvod HLADILNICE- K5163
103 | 6032354 | - | 86 | 149 | 0.397 | 0.26 | 0.176 | 245.0442 | 0 | 0.353 | 1 | 1 | cs | TRUE | 6032354 | ODSEK K5085 | 6000080 | 8000001 | 0 | XHP48A_1X150_20KV | Al | 150 | 12.228 | 20 | 1 | 6210961 | Izvod HLADILNICE- K5163
104 | 6053605 | - | 179 | 142 | 0.231 | 0.26 | 0.176 | 245.0442 | 0 | 0.353 | 1 | 1 | cs | TRUE | 6053605 | ODSEK K5211 | 8000005 | 6000168 | 0 | XHE49A_1X150_20KV | Al | 150 | 12.228 | 20 | 1 | 6076323 | Izvod GODEIÈ - K5221
105 | 6053607 | - | 142 | 180 | 0.231 | 0.26 | 0.176 | 245.0442 | 0 | 0.353 | 1 | 1 | cs | TRUE | 6053607 | ODSEK K5212 | 6000168 | 8000006 | 0 | XHE49A_1X150_20KV | Al | 150 | 12.228 | 20 | 1 | 6076323 | Izvod GODEIÈ - K5221
106 | 6044479 | - | 142 | 63 | 0.11 | 0.26 | 0.176 | 245.0442 | 0 | 0.353 | 1 | 1 | cs | TRUE | 6044479 | ODSEK K5197 | 6000168 | 6000682 | 0 | XHE49A_1X150_20KV | Al | 150 | 12.228 | 20 | 1 | 6076323 | Izvod GODEIÈ - K5221
107 | 6032353 | - | 63 | 55 | 0.4 | 0.57 | 0.192 | 188.4956 | 0 | 0.237 | 1 | 1 | cs | TRUE | 6032353 | ODSEK K5084 | 6000682 | 6000487 | 0 | XHP48A_1X70_20KV | Al | 70 | 8.209 | 20 | 1 | 6076323 | Izvod GODEIÈ - K5221
108 | 6032494 | - | 141 | 68 | 1.264 | 0.57 | 0.192 | 188.4956 | 0 | 0.237 | 1 | 1 | cs | TRUE | 6032494 | ODSEK K7174 | 6064338 | 6027677 | 0 | XHE49A_1X70_20KV | Al | 70 | 8.209 | 20 | 1 | 6100659 | Izvod PUNGERT - K5290
109 | 6063307 | - | 27 | 185 | 0.087 | 0.44 | 0.22 | 188.4956 | 0 | 0.31 | 1 | 1 | ol | TRUE | 6063307 | D0850-131-T1113 GABRK | 6027167 | 6055801 | 0 | XL-PE_1X70_20KV | Al | 70 | 10.738 | 20 | 1 | 6196010 | Izvod POLJANSKA DOLINA - K7288
110 | 6032351 | - | 147 | 186 | 0.107 | 0.26 | 0.207 | 245.0442 | 0 | 0.353 | 1 | 1 | cs | TRUE | 6032351 | ODSEK K5079 | 6000636 | 8000276 | 0 | A2YHSY_1X150_20KV | Al | 150 | 12.228 | 20 | 1 | 6032348 | Izvod GRADIS - K5076
111 | 6051658 | - | 186 | 153 | 0.454 | 0.26 | 0.176 | 245.0442 | 0 | 0.36 | 1 | 1 | cs | TRUE | 6051658 | ODSEK K5194 | 8000276 | 6000719 | 0 | NA2XS(F)2Y_1X150_20KV | Al | 150 | 12.47 | 20 | 1 | 6032348 | Izvod GRADIS - K5076
112 | 6064855 | - | 10 | 188 | 1.411 | 0.26 | 0.176 | 245.0442 | 0 | 0.353 | 1 | 1 | cs | TRUE | 6064855 | ODSEK K5238 HRASTNICA-DV OBOL | 6000123 | 6041918 | 0 | XHE49A_1X150_20KV | Al | 150 | 12.228 | 20 | 1 | 6176687 | Izvod HRASTNICA - K5325
113 | 6034656 | - | 188 | 11 | 1.288 | 0.44 | 0.22 | 188.4956 | 0 | 0.31 | 1 | 1 | ol | TRUE | 6034656 | ODSEK D0855 | 6041918 | 6000607 | 0 | XL-PE_1X70_20KV | Al | 70 | 10.738 | 20 | 1 | 6176687 | Izvod HRASTNICA - K5325
114 | 6064954 | - | 18 | 189 | 0.324 | 0.82 | 0.38 | 8.4823 | 0 | 0.145 | 1 | 1 | ol | TRUE | 6064954 | D0851-035-D0851-041 | 6027465 | 6062757 | 0 | AL/FE_35/6 | AL-FE | 35 | 5.888 | 20 | 1 | 6176687 | Izvod HRASTNICA - K5325
115 | 6063166 | - | 189 | 187 | 0.667 | 0.26 | 0.176 | 245.0442 | 0 | 0.353 | 1 | 1 | cs | TRUE | 6063166 | ODSEK K5214 DV-SV.ANDREJ | 6062757 | 6027702 | 0 | XHE49A_1X150_20KV | Al | 150 | 12.228 | 20 | 1 | 6176687 | Izvod HRASTNICA - K5325
116 | 6063104 | - | 190 | 191 | 0.178 | 0.26 | 0.176 | 245.0442 | 0 | 0.353 | 1 | 1 | cs | TRUE | 6063104 | ODSEK K5203 DV-GOSTEÈE | 6220654 | 6062583 | 0 | XHE49A_1X150_20KV | Al | 150 | 12.228 | 20 | 1 | 6100659 | Izvod PUNGERT - K5290
117 | 6014488 | - | 29 | 192 | 0.821 | 0.26 | 0.176 | 245.0442 | 0 | 0.353 | 1 | 1 | cs | TRUE | 6014488 | ODSEK K5153 | 6000250 | 6052161 | 0 | XHP48A_1X150_20KV | Al | 150 | 12.228 | 20 | 1 | 6032381 | Izvod KROJ - K5152
118 | 6063259 | - | 192 | 48 | 0.053 | 0.26 | 0.176 | 245.0442 | 0 | 0.353 | 1 | 1 | cs | TRUE | 6063259 | ODSEK K5200 IBO-KROJ ODEJA | 6052161 | 6000395 | 0 | XHE49A_1X150_20KV | Al | 150 | 12.228 | 20 | 1 | 6032381 | Izvod KROJ - K5152
119 | 6059267 | - | 165 | 194 | 0.132 | 0.26 | 0.176 | 245.0442 | 0 | 0.36 | 1 | 1 | cs | TRUE | 6059267 | ODSEK K5204 | 6040912 | 6068070 | 0 | NA2XS(F)2Y_1X150_20KV | Al | 150 | 12.47 | 20 | 1 | 6209814 | Izvod FRANKOVO - K5335
120 | 6068069 | - | 193 | 194 | 0.423 | 0.26 | 0.176 | 245.0442 | 0 | 0.36 | 1 | 1 | cs | TRUE | 6068069 | ODSEK K5204 SP"A"-VIRMAE KUT | 6027698 | 6068070 | 0 | NA2XS(F)2Y_1X150_20KV | Al | 150 | 12.47 | 20 | 1 | 6209814 | Izvod FRANKOVO - K5335
121 | 6074507 | - | 118 | 89 | 1.303 | 0.12 | 0.18 | 292.1681 | 0 | 0.46 | 1 | 1 | cs | TRUE | 6074507 | Izvod GOR. PREDILNICA - K5229 | 6166530 | 6000175 | 1 | XHE49-A_1X240_20KV | Al | 240 | 15.935 | 20 | 1 | 6074507 | Izvod GOR. PREDILNICA - K5229
122 | 6068077 | - | 89 | 66 | 0.466 | 0.12 | 0.18 | 292.1681 | 0 | 0.46 | 1 | 1 | cs | TRUE | 6068077 | ODSEK K5249 | 6000175 | 6178900 | 0 | XHE49-A_1X240_20KV | Al | 240 | 15.934 | 20 | 1 | 6074507 | Izvod GOR. PREDILNICA - K5229
123 | 6075474 | - | 66 | 196 | 0.211 | 0.12 | 0.18 | 292.1681 | 0 | 0.46 | 1 | 1 | cs | FALSE | 6075474 | ODSEK K5231 | 6178900 | 6067849 | 0 | XHE49-A_1X240_20KV | Al | 240 | 15.934 | 20 | 0 | 6074507 | Izvod GOR. PREDILNICA - K5229
124 | 6067856 | - | 196 | 87 | 0.156 | 0.12 | 0.18 | 292.1681 | 0 | 0.46 | 1 | 1 | cs | TRUE | 6067856 | ODSEK K 5248 | 6067849 | 6000693 | 0 | XHE49-A_1X240_20KV | Al | 240 | 15.934 | 20 | 1 | 6067893 | Izvod EGP - K5256
125 | 6067858 | - | 87 | 197 | 0.134 | 0.12 | 0.18 | 292.1681 | 0 | 0.46 | 1 | 1 | cs | TRUE | 6067858 | ODSEK K5247 | 6000693 | 6067764 | 0 | XHE49-A_1X240_20KV | Al | 240 | 15.934 | 20 | 1 | 6067893 | Izvod EGP - K5256
126 | 6067854 | - | 197 | 198 | 0.199 | 0.12 | 0.18 | 292.1681 | 0 | 0.46 | 1 | 1 | cs | TRUE | 6067854 | ODSEK K5246 | 6067764 | 6067850 | 0 | XHE49-A_1X240_20KV | Al | 240 | 15.934 | 20 | 1 | 6067893 | Izvod EGP - K5256
127 | 6067893 | - | 117 | 198 | 1.488 | 0.12 | 0.18 | 292.1681 | 0 | 0.46 | 1 | 1 | cs | TRUE | 6067893 | Izvod EGP - K5256 | 6009205 | 6067850 | 1 | XHE49-A_1X240_20KV | Al | 240 | 15.935 | 20 | 1 | 6067893 | Izvod EGP - K5256
128 | 6196738 | - | 189 | 200 | 0.411 | 0.21 | 0.101 | 236.5619 | 0 | 0.305 | 1 | 1 | cs | TRUE | 6196738 | ODSEK K7290 HRASTNICA OBRE-SP | 6062757 | 6204139 | 0 | AXAL-TT_3x150_24KV | Al | 150 | 10.566 | 20 | 1 | 6176687 | Izvod HRASTNICA - K5325
129 | 6032330 | - | 28 | 57 | 1.176 | 0.26 | 0.176 | 245.0442 | 0 | 0.353 | 1 | 1 | cs | TRUE | 6032330 | ODSEK K5038 | 6000133 | 6068406 | 0 | NA2XS(S)2Y_1X150_20KV | Al | 150 | 12.228 | 20 | 1 | 6032356 | Izvod KRANJ - K5088
130 | 6072969 | - | 57 | 31 | 0.759 | 0.26 | 0.176 | 245.0442 | 0 | 0.353 | 1 | 1 | cs | TRUE | 6072969 | ODSEK K5254 | 6068406 | 6000090 | 0 | NA2XS(S)2Y_1X150_20KV | Al | 150 | 12.228 | 20 | 1 | 6032356 | Izvod KRANJ - K5088
131 | 6059268 | - | 81 | 201 | 0.774 | 0.26 | 0.176 | 245.0442 | 0 | 0.36 | 1 | 1 | cs | TRUE | 6059268 | ODSEK K5205 | 6000609 | 6064326 | 0 | NA2XS(F)2Y_1X150_20KV | Al | 150 | 12.47 | 20 | 1 | 6209814 | Izvod FRANKOVO - K5335
132 | 6078231 | - | 201 | 165 | 0.307 | 0.26 | 0.176 | 245.0442 | 0 | 0.36 | 1 | 1 | cs | TRUE | 6078231 | ODSEK K5243 | 6064326 | 6040912 | 0 | NA2XS(F)2Y_1X150_20KV | Al | 150 | 12.47 | 20 | 1 | 6209814 | Izvod FRANKOVO - K5335
133 | 6067142 | - | 53 | 202 | 1.902 | 0.26 | 0.176 | 245.0442 | 0 | 0.353 | 1 | 1 | cs | TRUE | 6067142 | ODSEK K6202 | 6075633 | 6000254 | 0 | NA2XS(S)2Y_1X150_20KV | Al | 150 | 12.228 | 20 | 1 | 6032393 | Izvod PRAPROTNO - K5169
134 | 6075321 | - | 152 | 203 | 0.216 | 0.26 | 0.176 | 245.0442 | 0 | 0.353 | 1 | 1 | cs | TRUE | 6075321 | ODSEK K5253 | 6000704 | 6069229 | 0 | XHP48A_1X150_20KV | Al | 150 | 12.228 | 20 | 1 | 6032383 | Izvod LTH - K5154
135 | 6077780 | - | 203 | 88 | 0.081 | 0.26 | 0.176 | 245.0442 | 0 | 0.353 | 1 | 1 | cs | TRUE | 6077780 | ODSEK K5260 | 6069229 | 6000687 | 0 | XHP48A_1X150_20KV | Al | 150 | 12.228 | 20 | 1 | 6032383 | Izvod LTH - K5154
136 | 6076323 | - | 118 | 204 | 0.94 | 0.26 | 0.176 | 245.0442 | 0 | 0.36 | 1 | 1 | cs | TRUE | 6076323 | Izvod GODEIÈ - K5221 | 6166530 | 6085450 | 1 | NA2XS(F)2Y_1X150_20KV | Al | 150 | 12.471 | 20 | 1 | 6076323 | Izvod GODEIÈ - K5221
137 | 6084751 | - | 206 | 78 | 0.623 | 0.26 | 0.176 | 245.0442 | 0 | 0.353 | 1 | 1 | cs | TRUE | 6084751 | ODSEK K5226 | 6084749 | 6027656 | 0 | XHE49A_1X150_20KV | Al | 150 | 12.228 | 20 | 1 | 6173545 | Izvod KAMNITNIK - K5319
138 | 6084753 | - | 205 | 62 | 0.594 | 0.26 | 0.176 | 245.0442 | 0 | 0.353 | 1 | 1 | cs | TRUE | 6084753 | ODSEK K5185 | 6084752 | 6000680 | 0 | NA2XS(S)2Y_1X150_20KV | Al | 150 | 12.228 | 20 | 1 | 6173545 | Izvod KAMNITNIK - K5319
139 | 6084748 | - | 62 | 206 | 0.596 | 0.26 | 0.176 | 245.0442 | 0 | 0.353 | 1 | 1 | cs | TRUE | 6084748 | ODSEK K5226 | 6000680 | 6084749 | 0 | NA2XS(S)2Y_1X150_20KV | Al | 150 | 12.228 | 20 | 1 | 6173545 | Izvod KAMNITNIK - K5319
140 | 6080210 | - | 86 | 207 | 0.238 | 0.26 | 0.176 | 245.0442 | 0 | 0.353 | 1 | 1 | cs | TRUE | 6080210 | ODSEK K5265 | 6000080 | 6080207 | 0 | NA2XS(S)2Y_1X150_20KV | Al | 150 | 12.228 | 20 | 1 | 6210961 | Izvod HLADILNICE- K5163
141 | 6085449 | - | 204 | 50 | 0.336 | 0.26 | 0.176 | 245.0442 | 0 | 0.36 | 1 | 1 | cs | TRUE | 6085449 | ODSEK K5221 | 6085450 | 6080677 | 0 | NA2XS(F)2Y_1X150_20KV | Al | 150 | 12.47 | 20 | 1 | 6076323 | Izvod GODEIÈ - K5221
142 | 6084365 | - | 50 | 34 | 0.944 | 0.26 | 0.176 | 245.0442 | 0 | 0.36 | 1 | 1 | cs | TRUE | 6084365 | ODSEK K5266 | 6080677 | 6000119 | 0 | NA2XS(F)2Y_1X150_20KV | Al | 150 | 12.47 | 20 | 1 | 6076323 | Izvod GODEIÈ - K5221
143 | 6084364 | - | 34 | 45 | 0.462 | 0.26 | 0.176 | 245.0442 | 0 | 0.36 | 1 | 1 | cs | TRUE | 6084364 | ODSEK K5268 | 6000119 | 6000368 | 0 | NA2XS(F)2Y_1X150_20KV | Al | 150 | 12.47 | 20 | 1 | 6076323 | Izvod GODEIÈ - K5221
144 | 6068528 | - | 60 | 208 | 0.195 | 0.26 | 0.176 | 245.0442 | 0 | 0.353 | 1 | 1 | cs | TRUE | 6068528 | ODSEK K7245 | 6000611 | 6068525 | 0 | NA2XS(S)2Y_1X150_20KV | Al | 150 | 12.228 | 20 | 1 | 6100659 | Izvod PUNGERT - K5290
145 | 6084617 | - | 52 | 36 | 0.298 | 0.26 | 0.176 | 245.0442 | 0 | 0.353 | 1 | 1 | cs | TRUE | 6084617 | ODSEK K5282 | 6215528 | 6000146 | 0 | NA2XS(S)2Y_1X150_20KV | Al | 150 | 12.228 | 20 | 1 | 6032356 | Izvod KRANJ - K5088
146 | 6067670 | - | 209 | 193 | 0.383 | 0.26 | 0.176 | 245.0442 | 0 | 0.36 | 1 | 1 | cs | TRUE | 6067670 | ODSEK K5244 | 6078836 | 6027698 | 0 | NA2XS(F)2Y_1X150_20KV | Al | 150 | 12.47 | 20 | 1 | 6209814 | Izvod FRANKOVO - K5335
147 | 6107549 | - | 211 | 157 | 0.608 | 0.26 | 0.176 | 245.0442 | 0 | 0.36 | 1 | 1 | cs | TRUE | 6107549 | ODSEK K5293 SPOJKA-ÈR. SORKO | 6105853 | 6000795 | 0 | NA2XS(F)2Y_1X150_20KV | Al | 150 | 12.47 | 20 | 1 | 6210885 | Izvod ÈRPALIÈE - K5293
148 | 6105656 | - | 213 | 94 | 0.046 | 0.26 | 0.176 | 245.0442 | 0 | 0.36 | 1 | 1 | cs | TRUE | 6105656 | ODSEK K5172 SPOJKA - FARMA TRA | 6105658 | 6087268 | 0 | NA2XS(F)2Y_1X150_20KV | Al | 150 | 12.47 | 20 | 1 | 6032381 | Izvod KROJ - K5152
149 | 6082311 | - | 94 | 210 | 0.178 | 0.26 | 0.176 | 245.0442 | 0 | 0.36 | 1 | 1 | cs | TRUE | 6082311 | ODSEK K5280 FARMA TRATA - FILC | 6087268 | 6075926 | 0 | NA2XS(F)2Y_1X150_20KV | Al | 150 | 12.47 | 20 | 1 | 6032381 | Izvod KROJ - K5152
150 | 6083535 | - | 20 | 214 | 0.472 | 0.82 | 0.38 | 8.4823 | 0 | 0.145 | 1 | 1 | ol | TRUE | 6083535 | D0861-001-T1230 BODOVLJE SMREK | 6027777 | 6068702 | 0 | AL/FE_35/6 | AL-FE | 35 | 5.888 | 20 | 1 | 6196010 | Izvod POLJANSKA DOLINA - K7288
151 | 6034674 | - | 214 | 21 | 1.013 | 0.82 | 0.38 | 8.4823 | 0 | 0.145 | 1 | 1 | ol | TRUE | 6034674 | T1230 BODOVLJE SMREKAR-T0972 B | 6068702 | 6000790 | 0 | AL/FE_35/6 | AL-FE | 35 | 5.888 | 20 | 1 | 6196010 | Izvod POLJANSKA DOLINA - K7288
152 | 6087345 | - | 215 | 216 | 0.076 | 0.26 | 0.176 | 245.0442 | 0 | 0.36 | 1 | 1 | cs | TRUE | 6087345 | ODSEK K5263 GRENC MERKUR - SPO | 6078837 | 6087346 | 0 | NA2XS(F)2Y_1X150_20KV | Al | 150 | 12.47 | 20 | 1 | 6173545 | Izvod KAMNITNIK - K5319
153 | 6078860 | - | 216 | 62 | 0.11 | 0.26 | 0.176 | 245.0442 | 0 | 0.36 | 1 | 1 | cs | TRUE | 6078860 | ODSEK K5263 SPOJKA - BETONARNA | 6087346 | 6000680 | 0 | NA2XS(F)2Y_1X150_20KV | Al | 150 | 12.47 | 20 | 1 | 6173545 | Izvod KAMNITNIK - K5319
154 | 6087347 | - | 217 | 215 | 0.076 | 0.26 | 0.176 | 245.0442 | 0 | 0.36 | 1 | 1 | cs | TRUE | 6087347 | ODSEK K5262 SPOJKA - GRENC MER | 6087348 | 6078837 | 0 | NA2XS(F)2Y_1X150_20KV | Al | 150 | 12.47 | 20 | 1 | 6173545 | Izvod KAMNITNIK - K5319
155 | 6078849 | - | 209 | 217 | 0.205 | 0.26 | 0.176 | 245.0442 | 0 | 0.353 | 1 | 1 | cs | FALSE | 6078849 | ODSEK K5262 GRENC HOFER - SPO | 6078836 | 6087348 | 0 | XHE49A_1X150_20KV | Al | 150 | 12.228 | 20 | 0 | 6173545 | Izvod KAMNITNIK - K5319
156 | 6032346 | - | 63 | 219 | 0.209 | 0.57 | 0.229 | 188.4956 | 0 | 0.238 | 1 | 1 | cs | TRUE | 6032346 | ODSEK K5074 ELRA RETEÈE - SPOJ | 6000682 | 6086798 | 0 | A2YHSY_1X70_20KV | Al | 70 | 8.244 | 20 | 1 | 6076323 | Izvod GODEIÈ - K5221
157 | 6086799 | - | 219 | 218 | 0.083 | 0.26 | 0.176 | 245.0442 | 0 | 0.36 | 1 | 1 | cs | FALSE | 6086799 | ODSEK K5074 SPOJKA - RETEÈE DO | 6086798 | 6083547 | 0 | NA2XS(F)2Y_1X150_20KV | Al | 150 | 12.47 | 20 | 0 | 6076323 | Izvod GODEIÈ - K5221
158 | 6068408 | - | 218 | 44 | 0.29 | 0.26 | 0.176 | 245.0442 | 0 | 0.36 | 1 | 1 | cs | TRUE | 6068408 | K5240 RETEÈE DOBRAVA - PRI DA | 6083547 | 6000363 | 0 | NA2XS(F)2Y_1X150_20KV | Al | 150 | 12.47 | 20 | 1 | 6210885 | Izvod ÈRPALIÈE - K5293
159 | 6082794 | - | 5 | 220 | 0.123 | 0.26 | 0.176 | 245.0442 | 0 | 0.36 | 1 | 1 | cs | TRUE | 6082794 | ODSEK K5269 ZMINEC - D0862 002 | 6079813 | 6122169 | 0 | NA2XS(F)2Y_1X150_20KV | Al | 150 | 12.47 | 20 | 1 | 6196010 | Izvod POLJANSKA DOLINA - K7288
160 | 6113162 | - | 222 | 195 | 0.005 | 0.13 | 0.18 | 292.1681 | 0 | 0.455 | 1 | 1 | cs | TRUE | 6113162 | ODSEK K5296 | 8000640 | 8000638 | 0 | NA2XS2Y_1X240_20KV | Al | 240 | 15.761 | 20 | 1 | 6210934 | Izvod JEPRCA-LABORE - K5336
161 | 6135379 | - | 55 | 33 | 1.156 | 0.26 | 0.176 | 245.0442 | 0 | 0.36 | 1 | 1 | cs | TRUE | 6135379 | ODSEK K7265 | 6000487 | 6000115 | 0 | NA2XS(F)2Y_1X150_20KV | Al | 150 | 12.47 | 20 | 1 | 6076323 | Izvod GODEIÈ - K5221
162 | 6082230 | - | 184 | 73 | 0.564 | 0.26 | 0.176 | 245.0442 | 0 | 0.36 | 1 | 1 | cs | TRUE | 6082230 | ODSEK K5279 | 6054173 | 6080348 | 0 | NA2XS(F)2Y_1X150_20KV | Al | 150 | 12.47 | 20 | 1 | 6173545 | Izvod KAMNITNIK - K5319
163 | 6127483 | - | 73 | 111 | 0.194 | 0.26 | 0.176 | 245.0442 | 0 | 0.36 | 1 | 1 | cs | FALSE | 6127483 | ODSEK K5090 | 6080348 | 6127482 | 0 | NA2XS(F)2Y_1X150_20KV | Al | 150 | 12.47 | 20 | 0 | 6032037 | Izvod POD PLEVNO - K5129
164 | 6103542 | - | 162 | 54 | 0.35 | 0.26 | 0.176 | 245.0442 | 0 | 0.36 | 1 | 1 | cs | TRUE | 6103542 | ODSEK K5292 | 6028293 | 6103982 | 0 | NA2XS(F)2Y_1X150_20KV | Al | 150 | 12.47 | 20 | 1 | 6032393 | Izvod PRAPROTNO - K5169
165 | 6129962 | - | 224 | 4 | 0.121 | 0.26 | 0.176 | 245.0442 | 0 | 0.36 | 1 | 1 | cs | TRUE | 6129962 | ODSEK K5287 | 6130582 | 6113893 | 0 | NA2XS(F)2Y_1X150_20KV | Al | 150 | 12.47 | 20 | 1 | 6196010 | Izvod POLJANSKA DOLINA - K7288
166 | 6129971 | - | 4 | 132 | 0.134 | 0.26 | 0.176 | 245.0442 | 0 | 0.36 | 1 | 1 | cs | TRUE | 6129971 | ODSEK1 K5264 BODOVLJE-SPOJKA A | 6113893 | 6195667 | 0 | NA2XS(F)2Y_1X150_20KV | Al | 150 | 12.471 | 20 | 1 | 6196010 | Izvod POLJANSKA DOLINA - K7288
167 | 6129707 | - | 118 | 225 | 12.402 | 0.26 | 0.11121 | 236.5619 | 0 | 0.353 | 1 | 1 | cs | TRUE | 6129707 | Izvod KBV DOLENJA VAS - K5239 | 6166530 | 6109031 | 1 | XHE49A_3X150_20KV | Al | 150 | 12.228 | 20 | 1 | 6129707 | Izvod KBV DOLENJA VAS - K5239
168 | 6109372 | - | 225 | 98 | 0.849 | 0.26 | 0.11121 | 236.5619 | 0 | 0.353 | 1 | 1 | cs | TRUE | 6109372 | ODSEK K6239 | 6109031 | 8000350 | 0 | XHE49A_3X150_20KV | Al | 150 | 12.228 | 20 | 1 | 6129707 | Izvod KBV DOLENJA VAS - K5239
169 | 6122170 | - | 220 | 199 | 0.216 | 0.26 | 0.176 | 245.0442 | 0 | 0.36 | 1 | 1 | cs | TRUE | 6122170 | ODSEK K5269 | 6122169 | 6132493 | 0 | NA2XS(F)2Y_1X150_20KV | Al | 150 | 12.47 | 20 | 1 | 6196010 | Izvod POLJANSKA DOLINA - K7288
170 | 60346292 | - | 226 | 22 | 0.457 | 0.41 | 0.38 | 8.4823 | 0 | 0.235 | 1 | 1 | ol | TRUE | 60346292 | D0850-082-D0850-089 | 6027114 | 6027121 | 0 | AL/FE_70/12 | AL-FE | 70 | 8.244 | 20 | 1 | 6196010 | Izvod POLJANSKA DOLINA - K7288
171 | 6119844 | - | 199 | 226 | 0.43 | 0.26 | 0.176 | 245.0442 | 0 | 0.36 | 1 | 1 | cs | TRUE | 6119844 | ODSEK K5305 | 6132493 | 6027114 | 0 | NA2XS(F)2Y_1X150_20KV | Al | 150 | 12.47 | 20 | 1 | 6196010 | Izvod POLJANSKA DOLINA - K7288
172 | 6098346 | - | 37 | 227 | 0.822 | 0.26 | 0.176 | 245.0442 | 0 | 0.36 | 1 | 1 | cs | TRUE | 6098346 | ODSEK K5235 | 6000238 | 6040909 | 0 | NA2XS(F)2Y_1X150_20KV | Al | 150 | 12.471 | 20 | 1 | 6100657 | Izvod KOFJA LOKA - K5288
173 | 6034663 | - | 228 | 133 | 0.897 | 0.44 | 0.22 | 188.4956 | 0 | 0.31 | 1 | 1 | ol | TRUE | 6034663 | D0858-008-D0858-025 | 6027857 | 6027874 | 0 | XL-PE_1X70_20KV | Al | 70 | 10.738 | 20 | 1 | 6196010 | Izvod POLJANSKA DOLINA - K7288
174 | 6082225 | - | 167 | 228 | 0.326 | 0.26 | 0.176 | 245.0442 | 0 | 0.36 | 1 | 1 | cs | TRUE | 6082225 | ODSEK K5278 ZMINEC PAHOVEC-D08 | 6040910 | 6027857 | 0 | NA2XS(F)2Y_1X150_20KV | Al | 150 | 12.47 | 20 | 1 | 6196010 | Izvod POLJANSKA DOLINA - K7288
175 | 6133045 | - | 160 | 229 | 0.771 | 0.26 | 0.176 | 245.0442 | 0 | 0.353 | 1 | 1 | cs | TRUE | 6133045 | S0439-D VIRLOG-T1241 TRNJE | 6041396 | 6069769 | 0 | NA2XS(S)2Y_1X150_20KV | Al | 150 | 12.228 | 20 | 1 | 6032393 | Izvod PRAPROTNO - K5169
176 | 6133046 | - | 229 | 53 | 0.824 | 0.26 | 0.176 | 245.0442 | 0 | 0.353 | 1 | 1 | cs | TRUE | 6133046 | T1241 TRNJE-T0506 VETER | 6069769 | 6075633 | 0 | NA2XS(S)2Y_1X150_20KV | Al | 150 | 12.228 | 20 | 1 | 6032393 | Izvod PRAPROTNO - K5169
177 | 6165773 | - | 227 | 49 | 0.896 | 0.26 | 0.176 | 245.0442 | 0 | 0.36 | 1 | 1 | cs | FALSE | 6165773 | ODSEK K5286 BIE - PAPIRNICA | 6040909 | 6000407 | 0 | NA2XS(F)2Y_1X150_20KV | Al | 150 | 12.47 | 20 | 0 | 6032393 | Izvod PRAPROTNO - K5169
178 | 6081488 | - | 91 | 33 | 0.533 | 0.26 | 0.176 | 245.0442 | 0 | 0.36 | 1 | 1 | cs | TRUE | 6081488 | ODSEK K7266 SENICA - SENICA VO | 6121738 | 6000115 | 0 | NA2XS(F)2Y_1X150_20KV | Al | 150 | 12.47 | 20 | 1 | 6076323 | Izvod GODEIÈ - K5221
179 | 6032403 | - | 230 | 144 | 0.557 | 0.26 | 0.176 | 245.0442 | 0 | 0.353 | 1 | 1 | cs | TRUE | 6032403 | SPOJKA K5071 SP B-T0569 POTA | 6170234 | 6000536 | 0 | XHE49A_1X150_20KV | Al | 150 | 12.228 | 20 | 1 | 6032037 | Izvod POD PLEVNO - K5129
180 | 6107622 | - | 41 | 231 | 0.118 | 0.26 | 0.207 | 245.0442 | 0 | 0.353 | 1 | 1 | cs | TRUE | 6107622 | ODSEK K5071 PARTIZANSKA - SP A | 6000297 | 6170233 | 0 | A2YHSY_1X150_20KV | Al | 150 | 12.228 | 20 | 1 | 6032037 | Izvod POD PLEVNO - K5129
181 | 6170231 | - | 230 | 231 | 0.279 | 0.26 | 0.176 | 245.0442 | 0 | 0.36 | 1 | 1 | cs | TRUE | 6170231 | ODSEK K5071 SP A - SP B | 6170234 | 6170233 | 0 | NA2XS(F)2Y_1X150_20KV | Al | 150 | 12.47 | 20 | 1 | 6032037 | Izvod POD PLEVNO - K5129
182 | 6174766 | - | 141 | 60 | 0.434 | 0.21 | 0.101 | 236.5619 | 0 | 0.305 | 1 | 1 | cs | TRUE | 6174766 | ODSEK K7283 | 6064338 | 6000611 | 0 | AXAL-TT_3x150_24KV | Al | 150 | 10.565 | 20 | 1 | 6100659 | Izvod PUNGERT - K5290
183 | 6163990 | - | 191 | 232 | 0.679 | 0.21 | 0.101 | 236.5619 | 0 | 0.305 | 1 | 1 | cs | TRUE | 6163990 | ODSEK K5306 | 6062583 | 6141245 | 0 | AXAL-TT_3x150_24KV | Al | 150 | 10.565 | 20 | 1 | 6100659 | Izvod PUNGERT - K5290
184 | 6062535 | - | 232 | 233 | 1.407 | 0.21 | 0.101 | 236.5619 | 0 | 0.305 | 1 | 1 | cs | TRUE | 6062535 | K5215 | 6141245 | 6062642 | 0 | AXAL-TT_3x150_24KV | Al | 150 | 10.565 | 20 | 1 | 6100659 | Izvod PUNGERT - K5290
185 | 6173545 | - | 117 | 234 | 1.104 | 0.26 | 0.176 | 245.0442 | 0 | 0.353 | 1 | 1 | cs | TRUE | 6173545 | Izvod KAMNITNIK - K5319 | 6009205 | 6141814 | 1 | XHE49A_1X150_20KV | Al | 150 | 12.228 | 20 | 1 | 6173545 | Izvod KAMNITNIK - K5319
186 | 6173553 | - | 234 | 205 | 0.176 | 0.26 | 0.176 | 245.0442 | 0 | 0.353 | 1 | 1 | cs | TRUE | 6173553 | ODSEK K5185 | 6141814 | 6084752 | 0 | XHE49A_1X150_20KV | Al | 150 | 12.228 | 20 | 1 | 6173545 | Izvod KAMNITNIK - K5319
187 | 6172527 | - | 51 | 235 | 0.156 | 0.21 | 0.101 | 236.5619 | 0 | 0.305 | 1 | 1 | cs | TRUE | 6172527 | ODSEK K5321 SPOJKA A-STOLP VE | 6000455 | 6172568 | 0 | AXAL-TT_3x150_24KV | Al | 150 | 10.565 | 20 | 1 | 6173545 | Izvod KAMNITNIK - K5319
188 | 6158401 | - | 235 | 140 | 0.192 | 0.21 | 0.101 | 236.5619 | 0 | 0.305 | 1 | 1 | cs | FALSE | 6158401 | ODSEK K5321 BINKELJ-SPOJKA A | 6172568 | 6067860 | 0 | AXAL-TT_3x150_24KV | Al | 150 | 10.565 | 20 | 0 | 6173545 | Izvod KAMNITNIK - K5319
189 | 6081474 | - | 17 | 155 | 0.274 | 0.21 | 0.101 | 236.5619 | 0 | 0.305 | 1 | 1 | cs | TRUE | 6081474 | ODSEK K5273 PEAR - MATEV | 6000573 | 6027660 | 0 | AXAL-TT_3x150_24KV | Al | 150 | 10.565 | 20 | 1 | 6196010 | Izvod POLJANSKA DOLINA - K7288
190 | 6176687 | - | 119 | 243 | 0.443 | 0.21 | 0.101 | 236.5619 | 0 | 0.305 | 1 | 1 | cs | TRUE | 6176687 | Izvod HRASTNICA - K5325 | 6166533 | 6176688 | 1 | AXAL-TT_3x150_24KV | Al | 150 | 10.566 | 20 | 1 | 6176687 | Izvod HRASTNICA - K5325
191 | 6100657 | - | 118 | 242 | 0.444 | 0.21 | 0.101 | 236.5619 | 0 | 0.305 | 1 | 1 | cs | TRUE | 6100657 | Izvod KOFJA LOKA - K5288 | 6166530 | 6175586 | 1 | AXAL-TT_3x150_24KV | Al | 150 | 10.566 | 20 | 1 | 6100657 | Izvod KOFJA LOKA - K5288
192 | 6100659 | - | 117 | 241 | 0.445 | 0.21 | 0.101 | 236.5619 | 0 | 0.305 | 1 | 1 | cs | TRUE | 6100659 | Izvod PUNGERT - K5290 | 6009205 | 6175591 | 1 | AXAL-TT_3x150_24KV | Al | 150 | 10.566 | 20 | 1 | 6100659 | Izvod PUNGERT - K5290
193 | 6176689 | - | 243 | 237 | 0.47 | 0.21 | 0.101 | 236.5619 | 0 | 0.305 | 1 | 1 | cs | TRUE | 6176689 | ODSEK K5325 SPOJKA A-SPOJKA B | 6176688 | 6176689 | 0 | AXAL-TT_3x150_24KV | Al | 150 | 10.566 | 20 | 1 | 6176687 | Izvod HRASTNICA - K5325
194 | 6175584 | - | 242 | 238 | 0.47 | 0.21 | 0.101 | 236.5619 | 0 | 0.305 | 1 | 1 | cs | TRUE | 6175584 | ODSEK K5288 SPOJKA A - SPOJKA | 6175586 | 6175587 | 0 | AXAL-TT_3x150_24KV | Al | 150 | 10.565 | 20 | 1 | 6100657 | Izvod KOFJA LOKA - K5288
195 | 6175588 | - | 241 | 239 | 0.471 | 0.21 | 0.101 | 236.5619 | 0 | 0.305 | 1 | 1 | cs | TRUE | 6175588 | ODSEK K5290 SPOJKA A - SPOJKA | 6175591 | 6175593 | 0 | AXAL-TT_3x150_24KV | Al | 150 | 10.565 | 20 | 1 | 6100659 | Izvod PUNGERT - K5290
196 | 6100658 | - | 236 | 240 | 0.074 | 0.21 | 0.101 | 236.5619 | 0 | 0.305 | 1 | 1 | cs | TRUE | 6100658 | ODSEK K5289 PUTAL PREDOR-SPOJ | 6126108 | 6180152 | 0 | AXAL-TT_3x150_24KV | Al | 150 | 10.565 | 20 | 1 | 6100659 | Izvod PUNGERT - K5290
197 | 6180157 | - | 240 | 233 | 0.447 | 0.21 | 0.101 | 236.5619 | 0 | 0.305 | 1 | 1 | cs | TRUE | 6180157 | ODSEK K5289 SPOJKA A-TP HOSTA | 6180152 | 6062642 | 0 | AXAL-TT_3x150_24KV | Al | 150 | 10.565 | 20 | 1 | 6100659 | Izvod PUNGERT - K5290
198 | 6032383 | - | 119 | 245 | 0.698 | 0.26 | 0.176 | 245.0442 | 0 | 0.353 | 1 | 1 | cs | TRUE | 6032383 | Izvod LTH - K5154 | 6166533 | 6064818 | 1 | XHP48A_1X150_20KV | Al | 150 | 12.228 | 20 | 1 | 6032383 | Izvod LTH - K5154
199 | 6064816 | - | 245 | 246 | 0.181 | 0.26 | 0.176 | 245.0442 | 0 | 0.353 | 1 | 1 | cs | TRUE | 6064816 | ODSEK K5154 SP"B"-SP"C" | 6064818 | 6064819 | 0 | XHP48A_1X150_20KV | Al | 150 | 12.228 | 20 | 1 | 6032383 | Izvod LTH - K5154
200 | 6064817 | - | 246 | 152 | 0.037 | 0.26 | 0.176 | 245.0442 | 0 | 0.353 | 1 | 1 | cs | TRUE | 6064817 | ODSEK K5154 SP"C"-LTH | 6064819 | 6000704 | 0 | XHP48A_1X150_20KV | Al | 150 | 12.228 | 20 | 1 | 6032383 | Izvod LTH - K5154
201 | 6076047 | - | 117 | 247 | 0.958 | 0.13 | 0.18 | 292.1681 | 0 | 0.455 | 1 | 1 | cs | TRUE | 6076047 | Izvod TRATA 1 - K5232 | 6009205 | 6077192 | 1 | NA2XS2Y_1X240_20KV | Al | 240 | 15.762 | 20 | 1 | 6076047 | Izvod TRATA 1 - K5232
202 | 6077193 | - | 247 | 248 | 0.464 | 0.13 | 0.18 | 292.1681 | 0 | 0.455 | 1 | 1 | cs | TRUE | 6077193 | ODSEK K5232 SP"A - B" | 6077192 | 6077194 | 0 | NA2XS2Y_1X240_20KV | Al | 240 | 15.762 | 20 | 1 | 6076047 | Izvod TRATA 1 - K5232
203 | 6077197 | - | 249 | 250 | 0.989 | 0.13 | 0.18 | 292.1681 | 0 | 0.455 | 1 | 1 | cs | TRUE | 6077197 | ODSEK K5232 SP"C - D" | 6077196 | 6077198 | 0 | NA2XS2Y_1X240_20KV | Al | 240 | 15.762 | 20 | 1 | 6210934 | Izvod JEPRCA-LABORE - K5336
204 | 6077199 | - | 250 | 251 | 1 | 0.13 | 0.18 | 292.1681 | 0 | 0.455 | 1 | 1 | cs | TRUE | 6077199 | ODSEK K5232 SP"D - E" | 6077198 | 6077200 | 0 | NA2XS2Y_1X240_20KV | Al | 240 | 15.762 | 20 | 1 | 6210934 | Izvod JEPRCA-LABORE - K5336
205 | 6077201 | - | 251 | 222 | 0.961 | 0.13 | 0.18 | 292.1681 | 0 | 0.455 | 1 | 1 | cs | TRUE | 6077201 | ODSEK K5232 SP"E"-RP JEPRCA SE | 6077200 | 8000640 | 0 | NA2XS2Y_1X240_20KV | Al | 240 | 15.761 | 20 | 1 | 6210934 | Izvod JEPRCA-LABORE - K5336
206 | 6076050 | - | 118 | 252 | 0.959 | 0.13 | 0.18 | 292.1681 | 0 | 0.455 | 1 | 1 | cs | TRUE | 6076050 | Izvod TRATA 2 - K5233 | 6166530 | 6077202 | 1 | NA2XS2Y_1X240_20KV | Al | 240 | 15.762 | 20 | 1 | 6076050 | Izvod TRATA 2 - K5233
207 | 6077203 | - | 252 | 253 | 0.463 | 0.13 | 0.18 | 292.1681 | 0 | 0.455 | 1 | 1 | cs | TRUE | 6077203 | ODSEK K5233 SP"A - B" | 6077202 | 6078485 | 0 | NA2XS2Y_1X240_20KV | Al | 240 | 15.762 | 20 | 1 | 6076050 | Izvod TRATA 2 - K5233
208 | 6184670 | - | 8 | 254 | 0.467 | 0.21 | 0.101 | 236.5619 | 0 | 0.305 | 1 | 1 | cs | TRUE | 6184670 | ODSEK K5327 PUTAL VIKEND -SPO | 6000216 | 6184673 | 0 | AXAL-TT_3x150_24KV | Al | 150 | 10.565 | 20 | 1 | 6176687 | Izvod HRASTNICA - K5325
209 | 6184671 | - | 254 | 255 | 0.112 | 0.21 | 0.101 | 236.5619 | 0 | 0.305 | 1 | 1 | cs | TRUE | 6184671 | ODSEK K5327 SPOJKA A - SPOJKA | 6184673 | 6184674 | 0 | AXAL-TT_3x150_24KV | Al | 150 | 10.565 | 20 | 1 | 6176687 | Izvod HRASTNICA - K5325
210 | 6184672 | - | 255 | 256 | 0.226 | 0.21 | 0.101 | 236.5619 | 0 | 0.305 | 1 | 1 | cs | TRUE | 6184672 | ODSEK K5327 SPOJKA B-SPOJKA C | 6184674 | 6185554 | 0 | AXAL-TT_3x150_24KV | Al | 150 | 10.565 | 20 | 1 | 6176687 | Izvod HRASTNICA - K5325
211 | 6185555 | - | 256 | 126 | 0.005 | 0.21 | 0.101 | 236.5619 | 0 | 0.305 | 1 | 1 | cs | TRUE | 6185555 | ODSEK K5327 SPOJKA C-TP HRASTN | 6185554 | 6082340 | 0 | AXAL-TT_3x150_24KV | Al | 150 | 10.565 | 20 | 1 | 6176687 | Izvod HRASTNICA - K5325
212 | 6102497 | - | 79 | 257 | 0.461 | 0.21 | 0.101 | 236.5619 | 0 | 0.305 | 1 | 1 | cs | TRUE | 6102497 | ODSEK K5291 GRAJSKA P.- CENTER | 6000108 | 6064339 | 0 | AXAL-TT_3x150_24KV | Al | 150 | 10.565 | 20 | 1 | 6100657 | Izvod KOFJA LOKA - K5288
213 | 6034645 | - | 258 | 18 | 0.061 | 0.82 | 0.38 | 8.4823 | 0 | 0.145 | 1 | 1 | ol | TRUE | 6034645 | D0851-034-D0851-035 | 6027464 | 6027465 | 0 | AL/FE_35/6 | AL-FE | 35 | 5.888 | 20 | 1 | 6176687 | Izvod HRASTNICA - K5325
214 | 6187950 | - | 126 | 260 | 0.483 | 0.21 | 0.101 | 236.5619 | 0 | 0.305 | 1 | 1 | cs | TRUE | 6187950 | ODSEK K5237 HRASTNICA KAB-SPOJ | 6082340 | 6187951 | 0 | AXAL-TT_3x150_24KV | Al | 150 | 10.565 | 20 | 1 | 6176687 | Izvod HRASTNICA - K5325
215 | 6187952 | - | 260 | 259 | 0.433 | 0.21 | 0.101 | 236.5619 | 0 | 0.305 | 1 | 1 | cs | TRUE | 6187952 | ODSEK K5237 SPOJKA A-SPOJKA B | 6187951 | 6187953 | 0 | AXAL-TT_3x150_24KV | Al | 150 | 10.565 | 20 | 1 | 6176687 | Izvod HRASTNICA - K5325
216 | 6188238 | - | 259 | 258 | 0.345 | 0.21 | 0.101 | 236.5619 | 0 | 0.305 | 1 | 1 | cs | TRUE | 6188238 | ODSEK K5237 SPOJKA B-D0851_34 | 6187953 | 6027464 | 0 | AXAL-TT_3x150_24KV | Al | 150 | 10.565 | 20 | 1 | 6176687 | Izvod HRASTNICA - K5325
217 | 6189262 | - | 136 | 261 | 0.039 | 0.21 | 0.101 | 236.5619 | 0 | 0.305 | 1 | 1 | cs | TRUE | 6189262 | ODSEK K5315 SPOJKA B-SOPOT LOG | 6000152 | 6189266 | 0 | AXAL-TT_3x150_24KV | Al | 150 | 10.565 | 20 | 1 | 6196010 | Izvod POLJANSKA DOLINA - K7288
218 | 6189261 | - | 261 | 262 | 0.478 | 0.21 | 0.101 | 236.5619 | 0 | 0.305 | 1 | 1 | cs | TRUE | 6189261 | ODSEK K5315 SPOJKA A - SPOJKA | 6189266 | 6189264 | 0 | AXAL-TT_3x150_24KV | Al | 150 | 10.565 | 20 | 1 | 6196010 | Izvod POLJANSKA DOLINA - K7288
219 | 6189259 | - | 262 | 166 | 0.272 | 0.21 | 0.101 | 236.5619 | 0 | 0.305 | 1 | 1 | cs | TRUE | 6189259 | ODSEK K5315 SOPOTNICA MLIN-SPO | 6189264 | 6044988 | 0 | AXAL-TT_3x150_24KV | Al | 150 | 10.565 | 20 | 1 | 6196010 | Izvod POLJANSKA DOLINA - K7288
220 | 6188670 | - | 166 | 263 | 0.194 | 0.21 | 0.101 | 236.5619 | 0 | 0.305 | 1 | 1 | cs | TRUE | 6188670 | ODSEK K5314 SOPOTNICA- SPOJKA | 6044988 | 6188673 | 0 | AXAL-TT_3x150_24KV | Al | 150 | 10.565 | 20 | 1 | 6196010 | Izvod POLJANSKA DOLINA - K7288
221 | 6188672 | - | 263 | 137 | 0.486 | 0.21 | 0.101 | 236.5619 | 0 | 0.305 | 1 | 1 | cs | TRUE | 6188672 | ODSEK K5314 SPOJKA A-MLIN SOPO | 6188673 | 6000638 | 0 | AXAL-TT_3x150_24KV | Al | 150 | 10.565 | 20 | 1 | 6196010 | Izvod POLJANSKA DOLINA - K7288
222 | 6170816 | - | 212 | 265 | 0.43 | 0.21 | 0.101 | 236.5619 | 0 | 0.305 | 1 | 1 | cs | TRUE | 6170816 | ODSEK K5324 IC TRATA - LTH ULI | 6084830 | 6170814 | 0 | AXAL-TT_3x150_24KV | Al | 150 | 10.566 | 20 | 1 | 6210887 | Izvod IC TRATA 2 - K5283
223 | 6032387 | - | 266 | 93 | 0.404 | 0.26 | 0.176 | 245.0442 | 0 | 0.353 | 1 | 1 | cs | TRUE | 6032387 | ODSEK K5163 HLADILNICE-SPOJKA | 6187789 | 6000747 | 0 | XHP48A_1X150_20KV | Al | 150 | 12.228 | 20 | 1 | 6210961 | Izvod HLADILNICE- K5163
224 | 6032388 | - | 48 | 267 | 1.261 | 0.26 | 0.176 | 245.0442 | 0 | 0.353 | 1 | 1 | cs | TRUE | 6032388 | ODSEK K5172 SP"E"- SP"F" | 6000395 | 6081906 | 0 | NA2XS(S)2Y_1X150_20KV | Al | 150 | 12.228 | 20 | 1 | 6032381 | Izvod KROJ - K5152
225 | 6081904 | - | 267 | 213 | 0.119 | 0.26 | 0.176 | 245.0442 | 0 | 0.353 | 1 | 1 | cs | TRUE | 6081904 | ODSEK K5172 SP"F" - SP"G" | 6081906 | 6105658 | 0 | NA2XS(S)2Y_1X150_20KV | Al | 150 | 12.228 | 20 | 1 | 6032381 | Izvod KROJ - K5152
226 | 6197125 | - | 39 | 179 | 0.21 | 0.26 | 0.176 | 245.0442 | 0 | 0.36 | 1 | 1 | cs | TRUE | 6197125 | ODSEK1 K5211 VIGRED-SPOJKA A | 6213329 | 8000005 | 0 | NA2XS(F)2Y_1X150_20KV | Al | 150 | 12.471 | 20 | 1 | 6076323 | Izvod GODEIÈ - K5221
227 | 6196087 | - | 268 | 39 | 0.237 | 0.21 | 0.101 | 236.5619 | 0 | 0.305 | 1 | 1 | cs | TRUE | 6196087 | ODSEK2 K5318 SPOJKA A-VIGRED | 6196086 | 6213329 | 0 | AXAL-TT_3x150_24KV | Al | 150 | 10.566 | 20 | 1 | 6076323 | Izvod GODEIÈ - K5221
228 | 6196085 | - | 56 | 268 | 0.286 | 0.21 | 0.101 | 236.5619 | 0 | 0.305 | 1 | 1 | cs | TRUE | 6196085 | ODSEK1 K5318 RETEÈE PRI CERKVI | 6000492 | 6196086 | 0 | AXAL-TT_3x150_24KV | Al | 150 | 10.566 | 20 | 1 | 6076323 | Izvod GODEIÈ - K5221
229 | 6196088 | - | 45 | 270 | 0.484 | 0.21 | 0.101 | 236.5619 | 0 | 0.305 | 1 | 1 | cs | TRUE | 6196088 | ODSEK1 K5317 GODEIÈ LOIÈ-SPO | 6000368 | 6196094 | 0 | AXAL-TT_3x150_24KV | Al | 150 | 10.566 | 20 | 1 | 6076323 | Izvod GODEIÈ - K5221
230 | 6196097 | - | 270 | 269 | 0.466 | 0.21 | 0.101 | 236.5619 | 0 | 0.305 | 1 | 1 | cs | TRUE | 6196097 | ODSEK2 K5317 SPOJKA A-SPOJKA B | 6196094 | 6196099 | 0 | AXAL-TT_3x150_24KV | Al | 150 | 10.566 | 20 | 1 | 6076323 | Izvod GODEIÈ - K5221
231 | 6196100 | - | 269 | 56 | 0.163 | 0.21 | 0.101 | 236.5619 | 0 | 0.305 | 1 | 1 | cs | TRUE | 6196100 | ODSEK3 K5317 SPOJKA B-RETEÈE P | 6196099 | 6000492 | 0 | AXAL-TT_3x150_24KV | Al | 150 | 10.566 | 20 | 1 | 6076323 | Izvod GODEIÈ - K5221
232 | 6176692 | - | 237 | 271 | 0.097 | 0.21 | 0.101 | 236.5619 | 0 | 0.305 | 1 | 1 | cs | TRUE | 6176692 | ODSEK3 K5325 SPOJKA B-SPOJKA C | 6176689 | 6196306 | 0 | AXAL-TT_3x150_24KV | Al | 150 | 10.566 | 20 | 1 | 6176687 | Izvod HRASTNICA - K5325
233 | 6196491 | - | 271 | 272 | 0.225 | 0.21 | 0.101 | 236.5619 | 0 | 0.305 | 1 | 1 | cs | TRUE | 6196491 | ODSEK4 K5325 SPOJKA C-SPOJKA D | 6196306 | 6196492 | 0 | AXAL-TT_3x150_24KV | Al | 150 | 10.566 | 20 | 1 | 6176687 | Izvod HRASTNICA - K5325
234 | 6196494 | - | 272 | 273 | 0.762 | 0.21 | 0.101 | 236.5619 | 0 | 0.305 | 1 | 1 | cs | TRUE | 6196494 | ODSEK5 K5325 SPOJKA D-SPOJKA E | 6196492 | 6196500 | 0 | AXAL-TT_3x150_24KV | Al | 150 | 10.566 | 20 | 1 | 6176687 | Izvod HRASTNICA - K5325
235 | 6196497 | - | 273 | 8 | 0.272 | 0.21 | 0.101 | 236.5619 | 0 | 0.305 | 1 | 1 | cs | TRUE | 6196497 | ODSEK6 K5325 SPOJKA E-PUTAL V | 6196500 | 6000216 | 0 | AXAL-TT_3x150_24KV | Al | 150 | 10.566 | 20 | 1 | 6176687 | Izvod HRASTNICA - K5325
236 | 6079835 | - | 221 | 274 | 0.295 | 0.26 | 0.176 | 245.0442 | 0 | 0.36 | 1 | 1 | cs | TRUE | 6079835 | ODSEK3 K5264 SPOJKA B - SPOJKA | 6195671 | 6082824 | 0 | NA2XS(F)2Y_1X150_20KV | Al | 150 | 12.471 | 20 | 1 | 6196010 | Izvod POLJANSKA DOLINA - K7288
237 | 6082823 | - | 274 | 5 | 0.283 | 0.26 | 0.176 | 245.0442 | 0 | 0.36 | 1 | 1 | cs | TRUE | 6082823 | ODSEK4 K5264 SPOJKA C - ZMINEC | 6082824 | 6079813 | 0 | NA2XS(F)2Y_1X150_20KV | Al | 150 | 12.471 | 20 | 1 | 6196010 | Izvod POLJANSKA DOLINA - K7288
238 | 6195672 | - | 132 | 221 | 0.264 | 0.26 | 0.176 | 245.0442 | 0 | 0.36 | 1 | 1 | cs | TRUE | 6195672 | ODSEK2 K5264 SPOJKA A-SPOJKA B | 6195667 | 6195671 | 0 | NA2XS(F)2Y_1X150_20KV | Al | 150 | 12.471 | 20 | 1 | 6196010 | Izvod POLJANSKA DOLINA - K7288
239 | 6196010 | - | 117 | 275 | 0.45 | 0.21 | 0.101 | 236.5619 | 0 | 0.305 | 1 | 1 | cs | TRUE | 6196010 | Izvod POLJANSKA DOLINA - K7288 | 6009205 | 6196011 | 1 | AXAL-TT_3x150_24KV | Al | 150 | 10.566 | 20 | 1 | 6196010 | Izvod POLJANSKA DOLINA - K7288
240 | 6196012 | - | 275 | 276 | 0.471 | 0.21 | 0.101 | 236.5619 | 0 | 0.305 | 1 | 1 | cs | TRUE | 6196012 | ODSEK2 K7288 SPOJKA A-SPOJKA B | 6196011 | 6196013 | 0 | AXAL-TT_3x150_24KV | Al | 150 | 10.566 | 20 | 1 | 6196010 | Izvod POLJANSKA DOLINA - K7288
241 | 6196078 | - | 276 | 277 | 0.321 | 0.21 | 0.101 | 236.5619 | 0 | 0.305 | 1 | 1 | cs | TRUE | 6196078 | ODSEK3 K7288 SPOJBA B-SPOJKA C | 6196013 | 6196079 | 0 | AXAL-TT_3x150_24KV | Al | 150 | 10.566 | 20 | 1 | 6196010 | Izvod POLJANSKA DOLINA - K7288
242 | 6196080 | - | 277 | 278 | 0.765 | 0.21 | 0.101 | 236.5619 | 0 | 0.305 | 1 | 1 | cs | TRUE | 6196080 | ODSEK4 K7288 SPOJKA C-SPOJKA D | 6196079 | 6196081 | 0 | AXAL-TT_3x150_24KV | Al | 150 | 10.566 | 20 | 1 | 6196010 | Izvod POLJANSKA DOLINA - K7288
243 | 6196118 | - | 279 | 280 | 0.097 | 0.21 | 0.101 | 236.5619 | 0 | 0.305 | 1 | 1 | cs | TRUE | 6196118 | ODSEK6 K7288 SPOJKA E-SPOJKA F | 6196117 | 6196119 | 0 | AXAL-TT_3x150_24KV | Al | 150 | 10.566 | 20 | 1 | 6196010 | Izvod POLJANSKA DOLINA - K7288
244 | 6196120 | - | 280 | 281 | 0.609 | 0.21 | 0.101 | 236.5619 | 0 | 0.305 | 1 | 1 | cs | TRUE | 6196120 | ODSEK7 K7288 SPOJKA F-SPOJKA G | 6196119 | 6196121 | 0 | AXAL-TT_3x150_24KV | Al | 150 | 10.566 | 20 | 1 | 6196010 | Izvod POLJANSKA DOLINA - K7288
245 | 6196122 | - | 281 | 4 | 0.485 | 0.21 | 0.101 | 236.5619 | 0 | 0.305 | 1 | 1 | cs | TRUE | 6196122 | ODSEK8 K7288 SPOJKA G-BODOVLJE | 6196121 | 6113893 | 0 | AXAL-TT_3x150_24KV | Al | 150 | 10.566 | 20 | 1 | 6196010 | Izvod POLJANSKA DOLINA - K7288
246 | 6196116 | - | 278 | 279 | 0.55 | 0.21 | 0.101 | 236.5619 | 0 | 0.305 | 1 | 1 | cs | TRUE | 6196116 | ODSEK5 K7288 SPOJKA D-SPOJKA E | 6196081 | 6196117 | 0 | AXAL-TT_3x150_24KV | Al | 150 | 10.566 | 20 | 1 | 6196010 | Izvod POLJANSKA DOLINA - K7288
247 | 6175585 | - | 238 | 1 | 0.038 | 0.21 | 0.101 | 236.5619 | 0 | 0.305 | 1 | 1 | cs | TRUE | 6175585 | ODSEK K5288 SPOJKA B-ÈISTILNA | 6175587 | 6068619 | 0 | AXAL-TT_3x150_24KV | Al | 150 | 10.566 | 20 | 1 | 6100657 | Izvod KOFJA LOKA - K5288
248 | 6175590 | - | 239 | 236 | 0.327 | 0.21 | 0.101 | 236.5619 | 0 | 0.305 | 1 | 1 | cs | TRUE | 6175590 | ODSEK K5290 SPOJKA B-PUTAL PR | 6175593 | 6126108 | 0 | AXAL-TT_3x150_24KV | Al | 150 | 10.566 | 20 | 1 | 6100659 | Izvod PUNGERT - K5290
249 | 6192867 | - | 100 | 282 | 0.299 | 0.21 | 0.101 | 236.5619 | 0 | 0.305 | 1 | 1 | cs | TRUE | 6192867 | ODSEK 1 K5328 D0872 001- SPOJK | 6217157 | 6195183 | 0 | AXAL-TT_3x150_24KV | Al | 150 | 10.566 | 20 | 1 | 6196010 | Izvod POLJANSKA DOLINA - K7288
250 | 6195188 | - | 283 | 95 | 0.485 | 0.21 | 0.101 | 236.5619 | 0 | 0.305 | 1 | 1 | cs | TRUE | 6195188 | ODSEK 3 K5328 SPOJKA B - VISOK | 6195189 | 6009926 | 0 | AXAL-TT_3x150_24KV | Al | 150 | 10.566 | 20 | 1 | 6196010 | Izvod POLJANSKA DOLINA - K7288
251 | 6195683 | - | 284 | 285 | 0.5 | 0.21 | 0.101 | 236.5619 | 0 | 0.305 | 1 | 1 | cs | TRUE | 6195683 | ODSEK2 K5326 SPOJKA A - SPOJKA | 6195680 | 6195684 | 0 | AXAL-TT_3x150_24KV | Al | 150 | 10.566 | 20 | 1 | 6196010 | Izvod POLJANSKA DOLINA - K7288
252 | 6195685 | - | 285 | 136 | 0.476 | 0.21 | 0.101 | 236.5619 | 0 | 0.305 | 1 | 1 | cs | TRUE | 6195685 | ODSEK3 K5326 SPOJKA B - SOPOTN | 6195684 | 6000152 | 0 | AXAL-TT_3x150_24KV | Al | 150 | 10.566 | 20 | 1 | 6196010 | Izvod POLJANSKA DOLINA - K7288
253 | 6115997 | - | 210 | 286 | 0.188 | 0.26 | 0.176 | 245.0442 | 0 | 0.36 | 1 | 1 | cs | TRUE | 6115997 | ODSEK K5304 FILC-FILC2 | 6075926 | 6115993 | 0 | NA2XS(F)2Y_1X150_20KV | Al | 150 | 12.471 | 20 | 1 | 6032381 | Izvod KROJ - K5152
254 | 6190020 | - | 286 | 287 | 0.25 | 0.26 | 0.176 | 245.0442 | 0 | 0.36 | 1 | 1 | cs | TRUE | 6190020 | ODSEK K7286 FILC 2 - FILC 3 | 6115993 | 6190017 | 0 | NA2XS(F)2Y_1X150_20KV | Al | 150 | 12.471 | 20 | 1 | 6032381 | Izvod KROJ - K5152
255 | 6188705 | - | 244 | 289 | 0.457 | 0.21 | 0.101 | 236.5619 | 0 | 0.305 | 1 | 1 | cs | TRUE | 6188705 | ODSEK K5330 GODEIÈ MUROVO-SPO | 6080678 | 6205979 | 0 | AXAL-TT_3x150_24KV | Al | 150 | 10.566 | 20 | 1 | 6210885 | Izvod ÈRPALIÈE - K5293
256 | 6205977 | - | 289 | 288 | 0.174 | 0.21 | 0.101 | 236.5619 | 0 | 0.305 | 1 | 1 | cs | TRUE | 6205977 | ODSEK K5330 SPOJKA A-SPOJKA B | 6205979 | 6205980 | 0 | AXAL-TT_3x150_24KV | Al | 150 | 10.566 | 20 | 1 | 6210885 | Izvod ÈRPALIÈE - K5293
257 | 6205978 | - | 288 | 157 | 0.478 | 0.21 | 0.101 | 236.5619 | 0 | 0.305 | 1 | 1 | cs | TRUE | 6205978 | ODSEK K5330 SPOJKA B-ÈRPALI SO | 6205980 | 6000795 | 0 | AXAL-TT_3x150_24KV | Al | 150 | 10.566 | 20 | 1 | 6210885 | Izvod ÈRPALIÈE - K5293
258 | 6082221 | - | 244 | 223 | 0.476 | 0.26 | 0.176 | 245.0442 | 0 | 0.36 | 1 | 1 | cs | TRUE | 6082221 | ODSEK K5276 GODEIÈ KRI-MUROV | 6080678 | 6082211 | 0 | NA2XS(F)2Y_1X150_20KV | Al | 150 | 12.471 | 20 | 1 | 6210885 | Izvod ÈRPALIÈE - K5293
259 | 6082213 | - | 44 | 291 | 0.485 | 0.21 | 0.101 | 236.5619 | 0 | 0.305 | 1 | 1 | cs | TRUE | 6082213 | ODSEK K5275 RETEÈE DANILO-SPOJ | 6000363 | 6205116 | 0 | AXAL-TT_3x150_24KV | Al | 150 | 10.566 | 20 | 1 | 6210885 | Izvod ÈRPALIÈE - K5293
260 | 6205114 | - | 291 | 290 | 0.485 | 0.21 | 0.101 | 236.5619 | 0 | 0.305 | 1 | 1 | cs | TRUE | 6205114 | ODSEK K5275 SPOJKA A-SPOJKA B | 6205116 | 6205117 | 0 | AXAL-TT_3x150_24KV | Al | 150 | 10.566 | 20 | 1 | 6210885 | Izvod ÈRPALIÈE - K5293
261 | 6205115 | - | 290 | 223 | 0.296 | 0.21 | 0.101 | 236.5619 | 0 | 0.305 | 1 | 1 | cs | TRUE | 6205115 | ODSEK K5275 SPOJKA B-GODEIÈ K | 6205117 | 6082211 | 0 | AXAL-TT_3x150_24KV | Al | 150 | 10.566 | 20 | 1 | 6210885 | Izvod ÈRPALIÈE - K5293
262 | 6204137 | - | 200 | 292 | 0.471 | 0.21 | 0.101 | 236.5619 | 0 | 0.305 | 1 | 1 | cs | TRUE | 6204137 | ODSEK K7290 SPOJKA A-SPOJKA B | 6204139 | 6204140 | 0 | AXAL-TT_3x150_24KV | Al | 150 | 10.566 | 20 | 1 | 6176687 | Izvod HRASTNICA - K5325
263 | 6204138 | - | 292 | 10 | 0.137 | 0.21 | 0.101 | 236.5619 | 0 | 0.305 | 1 | 1 | cs | TRUE | 6204138 | SPOJKA K7290 SPOJKA B-T0118 HR | 6204140 | 6000123 | 0 | AXAL-TT_3x150_24KV | Al | 150 | 10.566 | 20 | 1 | 6176687 | Izvod HRASTNICA - K5325
264 | 6196616 | - | 10 | 293 | 0.494 | 0.21 | 0.101 | 236.5619 | 0 | 0.305 | 1 | 1 | cs | TRUE | 6196616 | ODSEK K7289 HRASTNICA-SPOJKA A | 6000123 | 6207537 | 0 | AXAL-TT_3x150_24KV | Al | 150 | 10.566 | 20 | 1 | 6176687 | Izvod HRASTNICA - K5325
265 | 6207534 | - | 293 | 294 | 0.498 | 0.21 | 0.101 | 236.5619 | 0 | 0.305 | 1 | 1 | cs | TRUE | 6207534 | ODSEK K7289 SPOJKA A-SPOJKA B | 6207537 | 6207538 | 0 | AXAL-TT_3x150_24KV | Al | 150 | 10.566 | 20 | 1 | 6176687 | Izvod HRASTNICA - K5325
266 | 6207535 | - | 294 | 295 | 0.492 | 0.21 | 0.101 | 236.5619 | 0 | 0.305 | 1 | 1 | cs | TRUE | 6207535 | ODSEK K7289 SPOJKA B-SPOJKA C | 6207538 | 6207539 | 0 | AXAL-TT_3x150_24KV | Al | 150 | 10.566 | 20 | 1 | 6176687 | Izvod HRASTNICA - K5325
267 | 6207536 | - | 295 | 127 | 0.298 | 0.21 | 0.101 | 236.5619 | 0 | 0.305 | 1 | 1 | cs | TRUE | 6207536 | ODSEK K7289 SPOJKA C-HRASTNICA | 6207539 | 6000537 | 0 | AXAL-TT_3x150_24KV | Al | 150 | 10.566 | 20 | 1 | 6176687 | Izvod HRASTNICA - K5325
268 | 6202325 | - | 127 | 296 | 0.299 | 0.21 | 0.101 | 236.5619 | 0 | 0.305 | 1 | 1 | cs | TRUE | 6202325 | ODSEK K7294 HRASTNICA LOGAR-SP | 6000537 | 6207541 | 0 | AXAL-TT_3x150_24KV | Al | 150 | 10.566 | 20 | 1 | 6176687 | Izvod HRASTNICA - K5325
269 | 6207540 | - | 296 | 112 | 0.472 | 0.21 | 0.101 | 236.5619 | 0 | 0.305 | 1 | 1 | cs | TRUE | 6207540 | ODSEK K7294 SPOJKA A-S0852 DV | 6207541 | 6027882 | 0 | AXAL-TT_3x150_24KV | Al | 150 | 10.566 | 20 | 1 | 6176687 | Izvod HRASTNICA - K5325
270 | 6200010 | - | 130 | 297 | 0.397 | 0.21 | 0.101 | 236.5619 | 0 | 0.305 | 1 | 1 | cs | TRUE | 6200010 | ODSEK K7293 NA LOGU - SPOJKA A | 6236605 | 6208739 | 0 | AXAL-TT_3x150_24KV | Al | 150 | 10.566 | 20 | 1 | 6196010 | Izvod POLJANSKA DOLINA - K7288
271 | 6208737 | - | 297 | 298 | 0.488 | 0.21 | 0.101 | 236.5619 | 0 | 0.305 | 1 | 1 | cs | TRUE | 6208737 | ODSEK K7293 SOJKA A-SPOJKA B | 6208739 | 6208740 | 0 | AXAL-TT_3x150_24KV | Al | 150 | 10.566 | 20 | 1 | 6196010 | Izvod POLJANSKA DOLINA - K7288
272 | 6208738 | - | 298 | 15 | 0.466 | 0.21 | 0.101 | 236.5619 | 0 | 0.305 | 1 | 1 | cs | TRUE | 6208738 | ODSEK K7293 SPOJKA B-GABRKA G | 6208740 | 6176277 | 0 | AXAL-TT_3x150_24KV | Al | 150 | 10.566 | 20 | 1 | 6196010 | Izvod POLJANSKA DOLINA - K7288
273 | 6208790 | - | 15 | 113 | 0.105 | 0.26 | 0.176 | 245.0442 | 0 | 0.36 | 1 | 1 | cs | TRUE | 6208790 | ODSEK1 K5274 GABRKA GORA-SPOJ | 6176277 | 6208791 | 0 | NA2XS(F)2Y_1X150_20KV | Al | 150 | 12.471 | 20 | 1 | 6196010 | Izvod POLJANSKA DOLINA - K7288
274 | 6173738 | - | 15 | 299 | 0.023 | 0.21 | 0.101 | 236.5619 | 0 | 0.305 | 1 | 1 | cs | TRUE | 6173738 | ODSEK K5272 SPOJKA C -GABERKA | 6176277 | 6173740 | 0 | AXAL-TT_3x150_24KV | Al | 150 | 10.566 | 20 | 1 | 6196010 | Izvod POLJANSKA DOLINA - K7288
275 | 6173661 | - | 299 | 300 | 0.311 | 0.21 | 0.101 | 236.5619 | 0 | 0.305 | 1 | 1 | cs | TRUE | 6173661 | ODSEK K5272 SPOJKA B-SPOJKA C | 6173740 | 6172692 | 0 | AXAL-TT_3x150_24KV | Al | 150 | 10.566 | 20 | 1 | 6196010 | Izvod POLJANSKA DOLINA - K7288
276 | 6172690 | - | 300 | 301 | 0.1 | 0.21 | 0.101 | 236.5619 | 0 | 0.305 | 1 | 1 | cs | TRUE | 6172690 | ODSEK K5272 SPOJKA A-SPOJKA B | 6172692 | 6172688 | 0 | AXAL-TT_3x150_24KV | Al | 150 | 10.566 | 20 | 1 | 6196010 | Izvod POLJANSKA DOLINA - K7288
277 | 6081472 | - | 301 | 17 | 0.47 | 0.21 | 0.101 | 236.5619 | 0 | 0.305 | 1 | 1 | cs | TRUE | 6081472 | ODSEK K5272 PEAR - SPOJKA A | 6172688 | 6000573 | 0 | AXAL-TT_3x150_24KV | Al | 150 | 10.566 | 20 | 1 | 6196010 | Izvod POLJANSKA DOLINA - K7288
278 | 6188675 | - | 137 | 302 | 0.316 | 0.21 | 0.101 | 236.5619 | 0 | 0.305 | 1 | 1 | cs | TRUE | 6188675 | ODSEK K5329 SOPOTNICA-SPOJKA A | 6000638 | 6210862 | 0 | AXAL-TT_3x150_24KV | Al | 150 | 10.566 | 20 | 1 | 6196010 | Izvod POLJANSKA DOLINA - K7288
279 | 6210863 | - | 302 | 303 | 0.487 | 0.21 | 0.101 | 236.5619 | 0 | 0.305 | 1 | 1 | cs | TRUE | 6210863 | ODSEK K5329 SPOJKA A-SPOJKA B | 6210862 | 6210864 | 0 | AXAL-TT_3x150_24KV | Al | 150 | 10.566 | 20 | 1 | 6196010 | Izvod POLJANSKA DOLINA - K7288
280 | 6210865 | - | 303 | 304 | 0.03 | 0.21 | 0.101 | 236.5619 | 0 | 0.305 | 1 | 1 | cs | TRUE | 6210865 | ODSEK K5329 SPOJKA B-SPOJKA C | 6210864 | 6210866 | 0 | AXAL-TT_3x150_24KV | Al | 150 | 10.566 | 20 | 1 | 6196010 | Izvod POLJANSKA DOLINA - K7288
281 | 6210867 | - | 304 | 264 | 0.474 | 0.21 | 0.101 | 236.5619 | 0 | 0.305 | 1 | 1 | cs | TRUE | 6210867 | ODSEK K5329 SPOJKA C-D0865_032 | 6210866 | 6223568 | 0 | AXAL-TT_3x150_24KV | Al | 150 | 10.566 | 20 | 1 | 6196010 | Izvod POLJANSKA DOLINA - K7288
282 | 6129603 | - | 1 | 305 | 0.132 | 0.21 | 0.101 | 236.5619 | 0 | 0.305 | 1 | 1 | cs | TRUE | 6129603 | ODSEK K5309 ÈISTILNE NAPR-SPOJ | 6068619 | 6214080 | 0 | AXAL-TT_3x150_24KV | Al | 150 | 10.566 | 20 | 1 | 6100657 | Izvod KOFJA LOKA - K5288
283 | 6214078 | - | 305 | 306 | 0.319 | 0.21 | 0.101 | 236.5619 | 0 | 0.305 | 1 | 1 | cs | TRUE | 6214078 | ODSEK K5309 SPOJKA A-SPOJKA B | 6214080 | 6214081 | 0 | AXAL-TT_3x150_24KV | Al | 150 | 10.566 | 20 | 1 | 6100657 | Izvod KOFJA LOKA - K5288
284 | 6214079 | - | 306 | 122 | 0.407 | 0.21 | 0.101 | 236.5619 | 0 | 0.305 | 1 | 1 | cs | TRUE | 6214079 | ODSEK K5309 SPOJKA B-SORKA CE | 6214081 | 6198631 | 0 | AXAL-TT_3x150_24KV | Al | 150 | 10.566 | 20 | 1 | 6100657 | Izvod KOFJA LOKA - K5288
285 | 6129605 | - | 122 | 307 | 0.407 | 0.21 | 0.101 | 236.5619 | 0 | 0.305 | 1 | 1 | cs | TRUE | 6129605 | ODSEK K5310 SORKA CESTA-SPOJK | 6198631 | 6214084 | 0 | AXAL-TT_3x150_24KV | Al | 150 | 10.566 | 20 | 1 | 6100657 | Izvod KOFJA LOKA - K5288
286 | 6214082 | - | 307 | 308 | 0.463 | 0.21 | 0.101 | 236.5619 | 0 | 0.305 | 1 | 1 | cs | TRUE | 6214082 | ODSEK K5310 SPOJKA A-SPOJKA B | 6214084 | 6214085 | 0 | AXAL-TT_3x150_24KV | Al | 150 | 10.566 | 20 | 1 | 6100657 | Izvod KOFJA LOKA - K5288
287 | 6214083 | - | 308 | 145 | 0.108 | 0.21 | 0.101 | 236.5619 | 0 | 0.305 | 1 | 1 | cs | TRUE | 6214083 | ODSEK K5310 SPOJKA B-PUTAL GR | 6214085 | 6000215 | 0 | AXAL-TT_3x150_24KV | Al | 150 | 10.566 | 20 | 1 | 6100657 | Izvod KOFJA LOKA - K5288
288 | 6077195 | - | 248 | 311 | 0.282 | 0.13 | 0.18 | 292.1681 | 0 | 0.455 | 1 | 1 | cs | TRUE | 6077195 | ODSEK4 K5232 SPOJKA B-SPOJKA B | 6077194 | 6211121 | 0 | NA2XS2Y_1X240_20KV | Al | 240 | 15.762 | 20 | 1 | 6076047 | Izvod TRATA 1 - K5232
289 | 6077204 | - | 253 | 312 | 0.282 | 0.13 | 0.18 | 292.1681 | 0 | 0.455 | 1 | 1 | cs | TRUE | 6077204 | ODSEK4 K5233 SPOJKA B-SPOJKA B | 6078485 | 6211120 | 0 | NA2XS2Y_1X240_20KV | Al | 240 | 15.762 | 20 | 1 | 6076050 | Izvod TRATA 2 - K5233
290 | 6216789 | - | 313 | 314 | 0.006 | 0.13 | 0.18 | 292.1681 | 0 | 0.455 | 1 | 1 | cs | TRUE | 6216789 | ODSEK02 K5336 SPOJKA A-SPOJKA | 6210935 | 6207753 | 0 | NA2XS2Y_1X240_20KV | Al | 240 | 15.762 | 20 | 1 | 6210934 | Izvod JEPRCA-LABORE - K5336
291 | 6207752 | - | 314 | 249 | 0.02 | 0.13 | 0.18 | 292.1681 | 0 | 0.455 | 1 | 1 | cs | TRUE | 6207752 | ODSEK03 K5336 SPOJKA B-SPOJKA | 6207753 | 6077196 | 0 | NA2XS2Y_1X240_20KV | Al | 240 | 15.762 | 20 | 1 | 6210934 | Izvod JEPRCA-LABORE - K5336
292 | 6210937 | - | 311 | 310 | 0.232 | 0.13 | 0.18 | 292.1681 | 0 | 0.455 | 1 | 1 | cs | TRUE | 6210937 | Izvod LOKA 2 - K5232 | 6211121 | 6207909 | 1 | NA2XS2Y_1X240_20KV | Al | 240 | 15.762 | 20 | 1 | 6210937 | Izvod LOKA 2 - K5232
293 | 6210936 | - | 312 | 309 | 0.232 | 0.13 | 0.18 | 292.1681 | 0 | 0.455 | 1 | 1 | cs | TRUE | 6210936 | Izvod LOKA 1 - K5233 | 6211120 | 6207908 | 1 | NA2XS2Y_1X240_20KV | Al | 240 | 15.762 | 20 | 1 | 6210936 | Izvod LOKA 1 - K5233
294 | 6210934 | - | 309 | 313 | 0.232 | 0.13 | 0.18 | 292.1681 | 0 | 0.455 | 1 | 1 | cs | TRUE | 6210934 | Izvod JEPRCA-LABORE - K5336 | 6207908 | 6210935 | 1 | NA2XS2Y_1X240_20KV | Al | 240 | 15.762 | 20 | 1 | 6210934 | Izvod JEPRCA-LABORE - K5336
295 | 6187757 | - | 315 | 265 | 0.143 | 0.26 | 0.176 | 245.0442 | 0 | 0.36 | 1 | 1 | cs | TRUE | 6187757 | ODSEK02 K5339 SPOJKA A-ULITKI | 6210957 | 6170814 | 0 | NA2XS(F)2Y_1X150_20KV | Al | 150 | 12.471 | 20 | 1 | 6210887 | Izvod IC TRATA 2 - K5283
296 | 6209891 | - | 309 | 315 | 0.029 | 0.26 | 0.176 | 245.0442 | 0 | 0.36 | 1 | 1 | cs | FALSE | 6209891 | Izvod IC TRATA 1- K5339 | 6207908 | 6210957 | 1 | NA2XS(F)2Y_1X150_20KV | Al | 150 | 12.471 | 20 | 0 | 6210887 | Izvod IC TRATA 2 - K5283
297 | 6210961 | - | 309 | 316 | 0.04 | 0.26 | 0.176 | 245.0442 | 0 | 0.36 | 1 | 1 | cs | TRUE | 6210961 | Izvod HLADILNICE- K5163 | 6207908 | 6211199 | 1 | NA2XS(F)2Y_1X150_20KV | Al | 150 | 12.471 | 20 | 1 | 6210961 | Izvod HLADILNICE- K5163
298 | 6216720 | - | 316 | 266 | 0.01 | 0.26 | 0.176 | 245.0442 | 0 | 0.36 | 1 | 1 | cs | TRUE | 6216720 | ODSEK02 K5163 SPOJKA A-SPOJKA | 6211199 | 6187789 | 0 | NA2XS(F)2Y_1X150_20KV | Al | 150 | 12.471 | 20 | 1 | 6210961 | Izvod HLADILNICE- K5163
299 | 6105850 | - | 317 | 211 | 0.12 | 0.26 | 0.176 | 245.0442 | 0 | 0.353 | 1 | 1 | cs | TRUE | 6105850 | ODSEK K5293 SPOJKA A-SPOJKA B | 6210886 | 6105853 | 0 | NA2XS(S)2Y_1X150_20KV | Cu | 150 | 14.168 | 20 | 1 | 6210885 | Izvod ÈRPALIÈE - K5293
300 | 6210885 | - | 310 | 317 | 0.427 | 0.26 | 0.176 | 245.0442 | 0 | 0.36 | 1 | 1 | cs | TRUE | 6210885 | Izvod ÈRPALIÈE - K5293 | 6207909 | 6210886 | 1 | NA2XS(F)2Y_1X150_20KV | Al | 150 | 12.471 | 20 | 1 | 6210885 | Izvod ÈRPALIÈE - K5293
301 | 6084833 | - | 318 | 212 | 0.276 | 0.26 | 0.176 | 245.0442 | 0 | 0.36 | 1 | 1 | cs | TRUE | 6084833 | ODSEK K5283 SPOJKA A-IC TRATA | 6210888 | 6084830 | 0 | NA2XS(F)2Y_1X150_20KV | Al | 150 | 12.471 | 20 | 1 | 6210887 | Izvod IC TRATA 2 - K5283
302 | 6210887 | - | 310 | 318 | 0.157 | 0.26 | 0.176 | 245.0442 | 0 | 0.36 | 1 | 1 | cs | TRUE | 6210887 | Izvod IC TRATA 2 - K5283 | 6207909 | 6210888 | 1 | NA2XS(F)2Y_1X150_20KV | Al | 150 | 12.471 | 20 | 1 | 6210887 | Izvod IC TRATA 2 - K5283
303 | 6209890 | - | 310 | 210 | 0.352 | 0.26 | 0.176 | 245.0442 | 0 | 0.36 | 1 | 1 | cs | FALSE | 6209890 | Izvod FILC - K5338 | 6207909 | 6075926 | 1 | NA2XS(F)2Y_1X150_20KV | Al | 150 | 12.471 | 20 | 0 | 6032381 | Izvod KROJ - K5152
304 | 6195182 | - | 282 | 320 | 0.282 | 0.21 | 0.101 | 236.5619 | 0 | 0.305 | 1 | 1 | cs | TRUE | 6195182 | ODSEK03 K5328 SPOJKA B - SPOJK | 6195183 | 6218013 | 0 | AXAL-TT_3x150_24KV | Al | 150 | 10.566 | 20 | 1 | 6196010 | Izvod POLJANSKA DOLINA - K7288
305 | 6207836 | - | 321 | 283 | 0.175 | 0.21 | 0.101 | 236.5619 | 0 | 0.305 | 1 | 1 | cs | TRUE | 6207836 | ODSEK02 K5334 SPOJKA A-SPOJKA | 6218015 | 6195189 | 0 | AXAL-TT_3x150_24KV | Al | 150 | 10.566 | 20 | 1 | 6196010 | Izvod POLJANSKA DOLINA - K7288
306 | 6218012 | - | 320 | 319 | 0.006 | 0.21 | 0.101 | 236.5619 | 0 | 0.305 | 1 | 1 | cs | TRUE | 6218012 | ODSEK04 K5328 SPOJKA C-TAVÈARJ | 6218013 | 6202311 | 0 | AXAL-TT_3x150_24KV | Al | 150 | 10.566 | 20 | 1 | 6196010 | Izvod POLJANSKA DOLINA - K7288
307 | 6218014 | - | 319 | 321 | 0.006 | 0.21 | 0.101 | 236.5619 | 0 | 0.305 | 1 | 1 | cs | TRUE | 6218014 | ODSEK01 K5334 TAVÈARJEV DVOREC | 6202311 | 6218015 | 0 | AXAL-TT_3x150_24KV | Al | 150 | 10.566 | 20 | 1 | 6196010 | Izvod POLJANSKA DOLINA - K7288
308 | 6034640 | - | 158 | 322 | 0.528 | 0.41 | 0.38 | 8.4823 | 0 | 0.235 | 1 | 1 | ol | TRUE | 6034640 | D0850-151-D0850-157 | 6027188 | 6027211 | 0 | AL/FE_70/12 | AL-FE | 70 | 8.245 | 20 | 1 | 6196010 | Izvod POLJANSKA DOLINA - K7288
309 | 6217047 | - | 322 | 100 | 0.22 | 0.21 | 0.101 | 236.5619 | 0 | 0.305 | 1 | 1 | cs | TRUE | 6217047 | ODSEK01 K5328 D0850_157-SPOJKA | 6027211 | 6217157 | 0 | AXAL-TT_3x150_24KV | Al | 150 | 10.566 | 20 | 1 | 6196010 | Izvod POLJANSKA DOLINA - K7288
310 | 6202327 | - | 319 | 323 | 0.233 | 0.21 | 0.101 | 236.5619 | 0 | 0.305 | 1 | 1 | cs | TRUE | 6202327 | ODSEK01 K7296 TAVÈARJEV DVOREC | 6202311 | 6217066 | 0 | AXAL-TT_3x150_24KV | Al | 150 | 10.566 | 20 | 1 | 6196010 | Izvod POLJANSKA DOLINA - K7288
311 | 6217073 | - | 323 | 171 | 0.512 | 0.21 | 0.101 | 236.5619 | 0 | 0.305 | 1 | 1 | cs | TRUE | 6217073 | ODSEK03 K7296 SPOJKA B-D0871 S | 6217066 | 6027364 | 0 | AXAL-TT_3x150_24KV | Al | 150 | 10.566 | 20 | 1 | 6196010 | Izvod POLJANSKA DOLINA - K7288
312 | 6222669 | - | 23 | 324 | 0.043 | 0.21 | 0.101 | 236.5619 | 0 | 0.305 | 1 | 1 | cs | TRUE | 6222669 | ODSEK03 K7291 SPOJKA B-D0850_S | 6027214 | 6222668 | 0 | AXAL-TT_3x150_24KV | Al | 150 | 10.566 | 20 | 1 | 6196010 | Izvod POLJANSKA DOLINA - K7288
313 | 6192868 | - | 325 | 284 | 0.36 | 0.21 | 0.101 | 236.5619 | 0 | 0.305 | 1 | 1 | cs | TRUE | 6192868 | ODSEK02 K5326 SPOJKA A-SPOJKA | 6217552 | 6195680 | 0 | AXAL-TT_3x150_24KV | Al | 150 | 10.566 | 20 | 1 | 6196010 | Izvod POLJANSKA DOLINA - K7288
314 | 6200006 | - | 7 | 326 | 0.1 | 0.21 | 0.101 | 236.5619 | 0 | 0.305 | 1 | 1 | cs | TRUE | 6200006 | ODSEK01 K7291 EFERT-SPOJKA A | 6206061 | 6217554 | 0 | AXAL-TT_3x150_24KV | Al | 150 | 10.566 | 20 | 1 | 6196010 | Izvod POLJANSKA DOLINA - K7288
315 | 6217555 | - | 326 | 324 | 0.193 | 0.21 | 0.101 | 236.5619 | 0 | 0.305 | 1 | 1 | cs | TRUE | 6217555 | ODSEK02 K7291 SPOJKA A-SPOJKA | 6217554 | 6222668 | 0 | AXAL-TT_3x150_24KV | Al | 150 | 10.566 | 20 | 1 | 6196010 | Izvod POLJANSKA DOLINA - K7288
316 | 6217550 | - | 7 | 325 | 0.292 | 0.21 | 0.101 | 236.5619 | 0 | 0.305 | 1 | 1 | cs | TRUE | 6217550 | ODSEK01A K5326 EFERT-SPOJKA A | 6206061 | 6217552 | 0 | AXAL-TT_3x150_24KV | Al | 150 | 10.566 | 20 | 1 | 6196010 | Izvod POLJANSKA DOLINA - K7288
317 | 6217556 | - | 7 | 24 | 0.148 | 0.21 | 0.101 | 236.5619 | 0 | 0.305 | 1 | 1 | cs | TRUE | 6217556 | ODSEK01 K7301 EFERT-D0867_001 | 6206061 | 6027504 | 0 | AXAL-TT_3x150_24KV | Al | 150 | 10.566 | 20 | 1 | 6196010 | Izvod POLJANSKA DOLINA - K7288
318 | 6200008 | - | 7 | 327 | 0.14 | 0.21 | 0.101 | 236.5619 | 0 | 0.305 | 1 | 1 | cs | TRUE | 6200008 | ODSEK01 K7292 EFERT-SPOJKA A | 6206061 | 6217462 | 0 | AXAL-TT_3x150_24KV | Al | 150 | 10.566 | 20 | 1 | 6196010 | Izvod POLJANSKA DOLINA - K7288
319 | 6217458 | - | 327 | 328 | 0.423 | 0.21 | 0.101 | 236.5619 | 0 | 0.305 | 1 | 1 | cs | TRUE | 6217458 | ODSEK02 K7292 SPOJKA A-SPOJKA | 6217462 | 6217463 | 0 | AXAL-TT_3x150_24KV | Al | 150 | 10.566 | 20 | 1 | 6196010 | Izvod POLJANSKA DOLINA - K7288
320 | 6217460 | - | 328 | 329 | 0.067 | 0.21 | 0.101 | 236.5619 | 0 | 0.305 | 1 | 1 | cs | TRUE | 6217460 | ODSEK03 K7292 SPOJKA B-SPOJKA | 6217463 | 6217464 | 0 | AXAL-TT_3x150_24KV | Al | 150 | 10.566 | 20 | 1 | 6196010 | Izvod POLJANSKA DOLINA - K7288
321 | 6222704 | - | 329 | 330 | 0.079 | 0.21 | 0.101 | 236.5619 | 0 | 0.305 | 1 | 1 | cs | TRUE | 6222704 | ODSEK04 K7292 SPOJKA C-SPOJKA | 6217464 | 6222703 | 0 | AXAL-TT_3x150_24KV | Al | 150 | 10.566 | 20 | 1 | 6196010 | Izvod POLJANSKA DOLINA - K7288
322 | 6217461 | - | 330 | 331 | 0.487 | 0.21 | 0.101 | 236.5619 | 0 | 0.305 | 1 | 1 | cs | TRUE | 6217461 | ODSEK05 K7292 SPOJKA D-SPOJKA | 6222703 | 6217465 | 0 | AXAL-TT_3x150_24KV | Al | 150 | 10.566 | 20 | 1 | 6196010 | Izvod POLJANSKA DOLINA - K7288
323 | 6221478 | - | 331 | 125 | 0.453 | 0.21 | 0.101 | 236.5619 | 0 | 0.305 | 1 | 1 | cs | TRUE | 6221478 | ODSEK06 K7292 SPOJKA E-BRODE | 6217465 | 6000466 | 0 | AXAL-TT_3x150_24KV | Al | 150 | 10.566 | 20 | 1 | 6196010 | Izvod POLJANSKA DOLINA - K7288
324 | 6219129 | - | 125 | 26 | 0.41 | 0.21 | 0.101 | 236.5619 | 0 | 0.305 | 1 | 1 | cs | TRUE | 6219129 | ODSEK K7303 BRODE-D0850_121 | 6000466 | 6027154 | 0 | AXAL-TT_3x150_24KV | Al | 150 | 10.566 | 20 | 1 | 6196010 | Izvod POLJANSKA DOLINA - K7288
325 | 6222100 | - | 16 | 332 | 0.352 | 0.21 | 0.101 | 236.5619 | 0 | 0.305 | 1 | 1 | cs | TRUE | 6222100 | ODSEK05 K7302 SPOJKA D-SV PETR | 6000629 | 6222105 | 0 | AXAL-TT_3x150_24KV | Al | 150 | 10.566 | 20 | 1 | 6196010 | Izvod POLJANSKA DOLINA - K7288
326 | 6222099 | - | 332 | 333 | 0.526 | 0.21 | 0.101 | 236.5619 | 0 | 0.305 | 1 | 1 | cs | TRUE | 6222099 | ODSEK04 K7302 SPOJKA C-SPOJKA | 6222105 | 6222104 | 0 | AXAL-TT_3x150_24KV | Al | 150 | 10.566 | 20 | 1 | 6196010 | Izvod POLJANSKA DOLINA - K7288
327 | 6222098 | - | 333 | 334 | 0.174 | 0.21 | 0.101 | 236.5619 | 0 | 0.305 | 1 | 1 | cs | TRUE | 6222098 | ODSEK03 K7302 SPOJKA B-SPOJKA | 6222104 | 6222103 | 0 | AXAL-TT_3x150_24KV | Al | 150 | 10.566 | 20 | 1 | 6196010 | Izvod POLJANSKA DOLINA - K7288
328 | 6222097 | - | 334 | 335 | 0.496 | 0.21 | 0.101 | 236.5619 | 0 | 0.305 | 1 | 1 | cs | TRUE | 6222097 | ODSEK02 K7302 SPOJKA A-SPOJKA | 6222103 | 6222101 | 0 | AXAL-TT_3x150_24KV | Al | 150 | 10.566 | 20 | 1 | 6196010 | Izvod POLJANSKA DOLINA - K7288
329 | 6222095 | - | 335 | 96 | 0.478 | 0.21 | 0.101 | 236.5619 | 0 | 0.305 | 1 | 1 | cs | TRUE | 6222095 | ODSEK01 K7302 KRMELJ-SPOJKA A | 6222101 | 6027658 | 0 | AXAL-TT_3x150_24KV | Al | 150 | 10.566 | 20 | 1 | 6196010 | Izvod POLJANSKA DOLINA - K7288
330 | 6223569 | - | 264 | 336 | 0.474 | 0.21 | 0.101 | 236.5619 | 0 | 0.305 | 1 | 1 | cs | TRUE | 6223569 | ODSEK K5329 SPOJKA D-SPOJKA E | 6223568 | 6223615 | 0 | AXAL-TT_3x150_24KV | Al | 150 | 10.566 | 20 | 1 | 6196010 | Izvod POLJANSKA DOLINA - K7288
331 | 6223616 | - | 336 | 25 | 0.262 | 0.21 | 0.101 | 236.5619 | 0 | 0.305 | 1 | 1 | cs | TRUE | 6223616 | ODSEK K5329 SPOJKA E-SOPOTNICA | 6223615 | 6000744 | 0 | AXAL-TT_3x150_24KV | Al | 150 | 10.566 | 20 | 1 | 6196010 | Izvod POLJANSKA DOLINA - K7288
332 | 6217436 | - | 208 | 337 | 0.273 | 0.21 | 0.101 | 236.5619 | 0 | 0.305 | 1 | 1 | cs | TRUE | 6217436 | ODSEK K7263 SPOJKA A-BRINOX | 6068525 | 6217438 | 0 | AXAL-TT_3x150_24KV | Al | 150 | 10.566 | 20 | 1 | 6100659 | Izvod PUNGERT - K5290
333 | 6081431 | - | 337 | 139 | 0.492 | 0.21 | 0.101 | 236.5619 | 0 | 0.305 | 1 | 1 | cs | TRUE | 6081431 | ODSEK K7263 DOL-SPOJKA A | 6217438 | 6062713 | 0 | AXAL-TT_3x150_24KV | Al | 150 | 10.566 | 20 | 1 | 6100659 | Izvod PUNGERT - K5290
334 | 6217430 | - | 139 | 338 | 0.452 | 0.21 | 0.101 | 236.5619 | 0 | 0.305 | 1 | 1 | cs | TRUE | 6217430 | ODSEK K7287 SPOJKA A-DOL | 6062713 | 6217432 | 0 | AXAL-TT_3x150_24KV | Al | 150 | 10.566 | 20 | 1 | 6100659 | Izvod PUNGERT - K5290
335 | 6217427 | - | 338 | 339 | 0.495 | 0.21 | 0.101 | 236.5619 | 0 | 0.305 | 1 | 1 | cs | TRUE | 6217427 | ODSEK K7287 DRAGA-SPOJKA A | 6217432 | 6062582 | 0 | AXAL-TT_3x150_24KV | Al | 150 | 10.566 | 20 | 1 | 6100659 | Izvod PUNGERT - K5290
336 | 6217420 | - | 339 | 340 | 0.395 | 0.21 | 0.101 | 236.5619 | 0 | 0.305 | 1 | 1 | cs | TRUE | 6217420 | ODSEK K7212 DRAGA-SPOJKA A | 6062582 | 6217424 | 0 | AXAL-TT_3x150_24KV | Al | 150 | 10.566 | 20 | 1 | 6100659 | Izvod PUNGERT - K5290
337 | 6217421 | - | 340 | 341 | 0.265 | 0.21 | 0.101 | 236.5619 | 0 | 0.305 | 1 | 1 | cs | TRUE | 6217421 | ODSEK K7212 SPOJKA A-SPOJKA B | 6217424 | 6220652 | 0 | AXAL-TT_3x150_24KV | Al | 150 | 10.566 | 20 | 1 | 6100659 | Izvod PUNGERT - K5290
338 | 62174211 | - | 341 | 342 | 0.231 | 0.21 | 0.101 | 236.5619 | 0 | 0.305 | 1 | 1 | cs | TRUE | 62174211 | ODSEK K7212 SPOJKA A-SPOJKA B | 6220652 | 6217425 | 0 | AXAL-TT_3x150_24KV | Al | 150 | 10.566 | 20 | 1 | 6100659 | Izvod PUNGERT - K5290
339 | 6217423 | - | 342 | 343 | 0.499 | 0.21 | 0.101 | 236.5619 | 0 | 0.305 | 1 | 1 | cs | TRUE | 6217423 | ODSEK K7212 SPOJKA B-SPOJKA C | 6217425 | 6220275 | 0 | AXAL-TT_3x150_24KV | Al | 150 | 10.566 | 20 | 1 | 6100659 | Izvod PUNGERT - K5290
340 | 6220277 | - | 343 | 190 | 0.284 | 0.21 | 0.101 | 236.5619 | 0 | 0.305 | 1 | 1 | cs | TRUE | 6220277 | ODSEK K7212 SPOJKA C-SPOJKA D | 6220275 | 6220654 | 0 | AXAL-TT_3x150_24KV | Al | 150 | 10.566 | 20 | 1 | 6100659 | Izvod PUNGERT - K5290
341 | 6206064 | - | 118 | 345 | 0.989 | 0.13 | 0.18 | 292.1681 | 0 | 0.455 | 1 | 1 | cs | TRUE | 6206064 | Izvod MESSER - K5332 | 6166530 | 6220597 | 1 | NA2XS2Y_1X240_20KV | Al | 240 | 15.762 | 20 | 1 | 6206064 | Izvod MESSER - K5332
342 | 6220598 | - | 345 | 344 | 0.435 | 0.13 | 0.18 | 292.1681 | 0 | 0.455 | 1 | 1 | cs | TRUE | 6220598 | ODSEK K5332 SPOJKA A-MESSER | 6220597 | 6213333 | 0 | NA2XS2Y_1X240_20KV | Al | 240 | 15.762 | 20 | 1 | 6206064 | Izvod MESSER - K5332
343 | 6224785 | - | 346 | 344 | 0.192 | 0.13 | 0.18 | 292.1681 | 0 | 0.455 | 1 | 1 | cs | FALSE | 6224785 | ODSEK K5333 SPOJKA A-MESSER | 6224784 | 6213333 | 0 | NA2XS2Y_1X240_20KV | Al | 240 | 15.762 | 20 | 0 | 6206065 | Izvod MESSER - K5333
344 | 6206065 | - | 309 | 346 | 0.921 | 0.13 | 0.18 | 292.1681 | 0 | 0.455 | 1 | 1 | cs | TRUE | 6206065 | Izvod MESSER - K5333 | 6207908 | 6224784 | 1 | NA2XS2Y_1X240_20KV | Al | 240 | 15.762 | 20 | 1 | 6206065 | Izvod MESSER - K5333
345 | 6202326 | - | 319 | 130 | 0.412 | 0.21 | 0.101 | 236.5619 | 0 | 0.305 | 1 | 1 | cs | TRUE | 6202326 | ODSEK01 K7293 TAVÈARJEV DVOREC | 6202311 | 6236605 | 0 | AXAL-TT_3x150_24KV | Al | 150 | 10.566 | 20 | 1 | 6196010 | Izvod POLJANSKA DOLINA - K7288
346 | 6240277 | - | 347 | 97 | 0.405 | 0.21 | 0.101 | 236.5619 | 0 | 0.305 | 1 | 1 | cs | TRUE | 6240277 | ODSEK08 K7312 SPOJKA G-VALTERS | 6240285 | 6027697 | 0 | AXAL-TT_3x150_24KV | Al | 150 | 10.565 | 20 | 1 | 6196010 | Izvod POLJANSKA DOLINA - K7288
347 | 6240276 | - | 348 | 347 | 0.13 | 0.21 | 0.101 | 236.5619 | 0 | 0.305 | 1 | 1 | cs | TRUE | 6240276 | ODSEK07 K7312 SPOJKA F-SPOJKA | 6240284 | 6240285 | 0 | AXAL-TT_3x150_24KV | Al | 150 | 10.565 | 20 | 1 | 6196010 | Izvod POLJANSKA DOLINA - K7288
348 | 6240275 | - | 349 | 348 | 0.053 | 0.21 | 0.101 | 236.5619 | 0 | 0.305 | 1 | 1 | cs | TRUE | 6240275 | ODSEK06 K7312 SPOJKA E-SPOJKA | 6240283 | 6240284 | 0 | AXAL-TT_3x150_24KV | Al | 150 | 10.565 | 20 | 1 | 6196010 | Izvod POLJANSKA DOLINA - K7288
349 | 6240274 | - | 350 | 349 | 0.105 | 0.21 | 0.101 | 236.5619 | 0 | 0.305 | 1 | 1 | cs | TRUE | 6240274 | ODSEK05 K7312 SPOJKA D-SPOJKA | 6240281 | 6240283 | 0 | AXAL-TT_3x150_24KV | Al | 150 | 10.565 | 20 | 1 | 6196010 | Izvod POLJANSKA DOLINA - K7288
350 | 6240272 | - | 351 | 350 | 0.5 | 0.21 | 0.101 | 236.5619 | 0 | 0.305 | 1 | 1 | cs | TRUE | 6240272 | ODSEK04 K7312 SPOJKA C-SPOJKA | 6240280 | 6240281 | 0 | AXAL-TT_3x150_24KV | Al | 150 | 10.565 | 20 | 1 | 6196010 | Izvod POLJANSKA DOLINA - K7288
351 | 6240268 | - | 352 | 351 | 0.5 | 0.21 | 0.101 | 236.5619 | 0 | 0.305 | 1 | 1 | cs | TRUE | 6240268 | ODSEK03 K7312 SPOJKA B-SPOJKA | 6241564 | 6240280 | 0 | AXAL-TT_3x150_24KV | Al | 150 | 10.565 | 20 | 1 | 6196010 | Izvod POLJANSKA DOLINA - K7288
352 | 6241563 | - | 353 | 352 | 0.153 | 0.21 | 0.101 | 236.5619 | 0 | 0.305 | 1 | 1 | cs | TRUE | 6241563 | ODSEK02 K7312 SPOJKA A-SPOJKA | 6241562 | 6241564 | 0 | AXAL-TT_3x150_24KV | Al | 150 | 10.565 | 20 | 1 | 6196010 | Izvod POLJANSKA DOLINA - K7288
353 | 60528232 | - | 114 | 354 | 0.184 | 0.41 | 0.38 | 8.4823 | 0 | 0.235 | 1 | 1 | ol | TRUE | 60528232 | ODSEK D0850 149-150 | 6027185 | 6027187 | 0 | AL/FE_70/12 | AL-FE | 70 | 8.245 | 20 | 1 | 6196010 | Izvod POLJANSKA DOLINA - K7288
354 | 6241891 | - | 354 | 158 | 0.05 | 0.57 | 0.38 | 8.4823 | 0 | 0.17 | 1 | 1 | ol | TRUE | 6241891 | ODSEK D0850 150-151 | 6027187 | 6027188 | 0 | AL/FE_50/8 | AL-FE | 50 | 6.755 | 20 | 1 | 6196010 | Izvod POLJANSKA DOLINA - K7288
355 | 6241561 | - | 354 | 353 | 0.035 | 0.21 | 0.101 | 236.5619 | 0 | 0.305 | 1 | 1 | cs | TRUE | 6241561 | ODSEK01 K7312 D0850_150-SPOJKA | 6027187 | 6241562 | 0 | AXAL-TT_3x150_24KV | Al | 150 | 10.566 | 20 | 1 | 6196010 | Izvod POLJANSKA DOLINA - K7288
356 | 6227123 | - | 52 | 355 | 0.5 | 0.21 | 0.101 | 236.5619 | 0 | 0.305 | 1 | 1 | cs | TRUE | 6227123 | ODSEK K5300 SPOJKA A-FORME | 6215528 | 6212377 | 0 | AXAL-TT_3x150_24KV | Al | 150 | 10.566 | 20 | 1 | 6032356 | Izvod KRANJ - K5088
357 | 6114292 | - | 355 | 58 | 0.231 | 0.21 | 0.101 | 236.5619 | 0 | 0.305 | 1 | 1 | cs | TRUE | 6114292 | ODSEK K5300 SPODNJA ABNICA-SP | 6212377 | 6083681 | 0 | AXAL-TT_3x150_24KV | Al | 150 | 10.565 | 20 | 1 | 6032356 | Izvod KRANJ - K5088
358 | 6083686 | - | 356 | 58 | 0.5 | 0.21 | 0.101 | 236.5619 | 0 | 0.305 | 1 | 1 | cs | TRUE | 6083686 | ODSEK01 K2350 SP ABNICA-SPOJK | 6212227 | 6083681 | 0 | AXAL-TT_3x150_24KV | Al | 150 | 10.565 | 20 | 1 | 6032356 | Izvod KRANJ - K5088
359 | 6212226 | - | 357 | 356 | 0.318 | 0.21 | 0.101 | 236.5619 | 0 | 0.305 | 1 | 1 | cs | TRUE | 6212226 | ODSEK02 K2350 SPOJKA B-SPOJKA | 6236559 | 6212227 | 0 | AXAL-TT_3x150_24KV | Al | 150 | 10.565 | 20 | 1 | 6032356 | Izvod KRANJ - K5088
360 | 6234567 | - | 265 | 358 | 0.164 | 0.26 | 0.176 | 245.0442 | 0 | 0.36 | 1 | 1 | cs | TRUE | 6234567 | ODSEK K7313 LTH ULITKI-LTH ULI | 6170814 | 6234557 | 0 | NA2XS(F)2Y_1X150_20KV | Al | 150 | 12.471 | 20 | 1 | 6210887 | Izvod IC TRATA 2 - K5283
361 | 6032389 | - | 162 | 64 | 0.805 | 0.26 | 0.176 | 245.0442 | 0 | 0.353 | 1 | 1 | cs | TRUE | 6032389 | ODSEK K5165 | 6028293 | 6000717 | 0 | XHP48A_1X150_20KV | Al | 150 | 12.228 | 20 | 1 | 6032393 | Izvod PRAPROTNO - K5169
362 | 6034622 | - | 131 | 359 | 0.827 | 0.57 | 0.38 | 8.4823 | 0 | 0.17 | 1 | 1 | ol | TRUE | 6034622 | ODSEK D0850 047 -058 | 6027076 | 6130576 | 0 | AL/FE_50/8 | AL-FE | 50 | 6.755 | 20 | 1 | 6196010 | Izvod POLJANSKA DOLINA - K7288
363 | 6057181 | - | 359 | 167 | 0.25 | 0.41 | 0.38 | 8.4823 | 0 | 0.235 | 1 | 1 | ol | TRUE | 6057181 | ODSEK D0858 001-004 | 6130576 | 6040910 | 0 | AL/FE_70/12 | AL-FE | 70 | 8.245 | 20 | 1 | 6196010 | Izvod POLJANSKA DOLINA - K7288
364 | 6130562 | - | 359 | 224 | 0.16 | 0.57 | 0.38 | 8.4823 | 0 | 0.17 | 1 | 1 | ol | TRUE | 6130562 | ODSEK D0850 059-061 | 6130576 | 6130582 | 0 | AL/FE_50/8 | AL-FE | 50 | 6.755 | 20 | 1 | 6196010 | Izvod POLJANSKA DOLINA - K7288
365 | 6033993 | - | 108 | 360 | 0.235 | 0.41 | 0.38 | 8.4823 | 0 | 0.235 | 1 | 1 | ol | TRUE | 6033993 | ODSEK D0460 001 -004 | 6028719 | 6028717 | 0 | AL/FE_70/12 | AL-FE | 70 | 8.245 | 20 | 1 | 6032356 | Izvod KRANJ - K5088
366 | 6228809 | - | 52 | 361 | 0.03 | 0.26 | 0.176 | 245.0442 | 0 | 0.36 | 1 | 1 | cs | TRUE | 6228809 | ODSEK K7309 FORME-SPOJKA A | 6215528 | 6228810 | 0 | NA2XS(F)2Y_1X150_20KV | Al | 150 | 12.471 | 20 | 1 | 6032356 | Izvod KRANJ - K5088
367 | 6228620 | - | 361 | 360 | 0.011 | 0.26 | 0.176 | 245.0442 | 0 | 0.36 | 1 | 1 | cs | TRUE | 6228620 | ODSEK K7309 SPOJKA A-D0460_004 | 6228810 | 6028717 | 0 | NA2XS(F)2Y_1X150_20KV | Al | 150 | 12.471 | 20 | 1 | 6032356 | Izvod KRANJ - K5088
368 | 32020002 | - | 120 | 117 | 0.005 | 0.13 | 0.18 | 292.1681 | 0 | 0.455 | 1 | 1 | cs | TRUE | 32020002 | ODSEK K5296 | 8000651 | 6009205 | 0 | NA2XS2Y_1X240_20KV | Al | 240 | 15.761 | 20 | 1 | - | -
369 | 32020003 | - | 120 | 118 | 0.005 | 0.13 | 0.18 | 292.1681 | 0 | 0.455 | 1 | 1 | cs | FALSE | 32020003 | ODSEK K5296 | 8000651 | 6166530 | 0 | NA2XS2Y_1X240_20KV | Al | 240 | 15.761 | 20 | 0 | - | -
370 | 32020004 | - | 121 | 117 | 0.005 | 0.13 | 0.18 | 292.1681 | 0 | 0.455 | 1 | 1 | cs | FALSE | 32020004 | ODSEK K5296 | 8000652 | 6009205 | 0 | NA2XS2Y_1X240_20KV | Al | 240 | 15.761 | 20 | 0 | - | -
371 | 32020005 | - | 121 | 119 | 0.005 | 0.13 | 0.18 | 292.1681 | 0 | 0.455 | 1 | 1 | cs | TRUE | 32020005 | ODSEK K5296 | 8000652 | 6166533 | 0 | NA2XS2Y_1X240_20KV | Al | 240 | 15.761 | 20 | 1 | - | -
372 | 32020006 | - | 118 | 119 | 0.005 | 0.13 | 0.18 | 292.1681 | 0 | 0.455 | 1 | 1 | cs | TRUE | 32020006 | ODSEK K5296 | 6166530 | 6166533 | 0 | NA2XS2Y_1X240_20KV | Al | 240 | 15.761 | 20 | 1 | - | -
373 | 6053734 | - | 117 | 115 | 0.005 | 0.13 | 0.18 | 292.1681 | 0 | 0.455 | 1 | 1 | cs | TRUE | 6053734 | ODSEK K5296 | 6009205 | 6000643 | 0 | NA2XS2Y_1X240_20KV | Al | 240 | 15.761 | 20 | 1 | - | -
374 | 6207952 | - | 310 | 309 | 0.005 | 0.13 | 0.18 | 292.1681 | 0 | 0.455 | 1 | 1 | cs | FALSE | 6207952 | ODSEK K5296 | 6207909 | 6207908 | 0 | NA2XS2Y_1X240_20KV | Al | 240 | 15.761 | 20 | 0 | - | -
375 | 8000630 | - | 149 | 148 | 0.005 | 0.13 | 0.18 | 292.1681 | 0 | 0.455 | 1 | 1 | cs | FALSE | 8000630 | ODSEK K5296 | 8000001 | 6000679 | 0 | NA2XS2Y_1X240_20KV | Al | 240 | 15.761 | 20 | 0 | - | -
376 | 8000631 | - | 148 | 150 | 0.005 | 0.13 | 0.18 | 292.1681 | 0 | 0.455 | 1 | 1 | cs | TRUE | 8000631 | ODSEK K5296 | 6000679 | 8000002 | 0 | NA2XS2Y_1X240_20KV | Al | 240 | 15.761 | 20 | 1 | - | -

## trafo
| name | std_type | hv_bus | lv_bus | sn_mva | vn_hv_kv | vn_lv_kv | vk_percent | vkr_percent | pfe_kw | i0_percent | shift_degree | tap_side | tap_neutral | tap_min | tap_max | tap_step_percent | tap_step_degree | tap_pos | tap_phase_shifter | parallel | df | in_service
0 | TR_1 | 40 MVA 110/20 kV | 116 | 120 | 40 | 110 | 20 | 16.2 | 0.34 | 18 | 0.05 | 150 | hv | 0 | -9 | 9 | 1.5 | 0 | 0 | FALSE | 1 | 1 | TRUE
1 | TR_2 | 40 MVA 110/20 kV | 116 | 121 | 40 | 110 | 20 | 16.2 | 0.34 | 18 | 0.05 | 150 | hv | 0 | -9 | 9 | 1.5 | 0 | 0 | FALSE | 1 | 1 | TRUE

## trafo3w
name | std_type | hv_bus | mv_bus | lv_bus | sn_hv_mva | sn_mv_mva | sn_lv_mva | vn_hv_kv | vn_mv_kv | vn_lv_kv | vk_hv_percent | vk_mv_percent | vk_lv_percent | vkr_hv_percent | vkr_mv_percent | vkr_lv_percent | pfe_kw | i0_percent | shift_mv_degree | shift_lv_degree | tap_side | tap_neutral | tap_min | tap_max | tap_step_percent | tap_step_degree | tap_pos | tap_at_star_point | in_service

## impedance
name | from_bus | to_bus | rft_pu | xft_pu | rtf_pu | xtf_pu | sn_mva | in_service

## dcline
name | from_bus | to_bus | p_mw | loss_percent | loss_mw | vm_from_pu | vm_to_pu | max_p_mw | min_q_from_mvar | min_q_to_mvar | max_q_from_mvar | max_q_to_mvar | in_service

## measurement
name | measurement_type | element_type | element | value | std_dev | side

## ward
name | bus | ps_mw | qs_mvar | qz_mvar | pz_mw | in_service

## xward
name | bus | ps_mw | qs_mvar | qz_mvar | pz_mw | r_ohm | x_ohm | vm_pu | in_service

## pwl_cost
power_type | element | et | points

## poly_cost
element | et | cp0_eur | cp1_eur_per_mw | cp2_eur_per_mw2 | cq0_eur | cq1_eur_per_mvar | cq2_eur_per_mvar2

## line_geodata
| x0 | y0 | x1 | y1 | x2 | y2 | x3 | y3 | x4 | y4 | x5 | y5 | x6 | y6 | x7 | y7 | x8 | y8 | x9 | y9 | x10 | y10 | x11 | y11 | x12 | y12 | x13 | y13 | x14 | y14 | x15 | y15 | x16 | y16 | x17 | y17 | x18 | y18 | x19 | y19 | x20 | y20 | x21 | y21 | x22 | y22 | x23 | y23 | x24 | y24 | x25 | y25 | x26 | y26 | x27 | y27 | x28 | y28 | x29 | y29 | x30 | y30 | x31 | y31 | x32 | y32 | x33 | y33 | x34 | y34 | x35 | y35 | x36 | y36 | x37 | y37 | x38 | y38 | x39 | y39 | x40 | y40 | x41 | y41 | x42 | y42 | x43 | y43 | x44 | y44 | x45 | y45 | x46 | y46 | x47 | y47 | x48 | y48 | x49 | y49 | x50 | y50 | x51 | y51 | x52 | y52 | x53 | y53 | x54 | y54 | x55 | y55 | x56 | y56 | x57 | y57 | x58 | y58 | x59 | y59 | x60 | y60 | x61 | y61 | x62 | y62 | x63 | y63 | x64 | y64 | x65 | y65 | x66 | y66 | x67 | y67 | x68 | y68 | x69 | y69 | x70 | y70 | x71 | y71 | x72 | y72 | x73 | y73 | x74 | y74 | x75 | y75 | x76 | y76 | x77 | y77 | x78 | y78 | x79 | y79 | x80 | y80 | x81 | y81 | x82 | y82 | x83 | y83 | x84 | y84 | x85 | y85 | x86 | y86 | x87 | y87 | x88 | y88 | x89 | y89 | x90 | y90 | x91 | y91 | x92 | y92 | x93 | y93 | x94 | y94 | x95 | y95 | x96 | y96 | x97 | y97 | x98 | y98 | x99 | y99 | x100 | y100 | x101 | y101 | x102 | y102 | x103 | y103 | x104 | y104 | x105 | y105 | x106 | y106 | x107 | y107 | x108 | y108 | x109 | y109 | x110 | y110 | x111 | y111 | x112 | y112 | x113 | y113 | x114 | y114 | x115 | y115 | x116 | y116 | x117 | y117 | x118 | y118 | x119 | y119 | x120 | y120 | x121 | y121 | x122 | y122 | x123 | y123 | x124 | y124 | x125 | y125 | x126 | y126 | x127 | y127 | x128 | y128 | x129 | y129 | x130 | y130 | x131 | y131 | x132 | y132 | x133 | y133 | x134 | y134 | x135 | y135 | x136 | y136 | x137 | y137 | x138 | y138 | x139 | y139 | x140 | y140 | x141 | y141 | x142 | y142 | x143 | y143 | x144 | y144 | x145 | y145 | x146 | y146 | x147 | y147 | x148 | y148 | x149 | y149 | x150 | y150 | x151 | y151 | x152 | y152 | x153 | y153 | x154 | y154 | x155 | y155 | x156 | y156 | x157 | y157 | x158 | y158 | x159 | y159 | x160 | y160 | x161 | y161 | x162 | y162 | x163 | y163 | x164 | y164 | x165 | y165 | x166 | y166 | x167 | y167 | x168 | y168 | x169 | y169 | x170 | y170 | x171 | y171 | x172 | y172 | x173 | y173 | x174 | y174 | x175 | y175 | x176 | y176 | x177 | y177 | x178 | y178 | x179 | y179 | x180 | y180 | x181 | y181 | x182 | y182 | x183 | y183 | x184 | y184 | x185 | y185 | x186 | y186 | x187 | y187 | x188 | y188 | x189 | y189 | x190 | y190 | x191 | y191 | x192 | y192 | x193 | y193 | x194 | y194 | x195 | y195 | x196 | y196 | x197 | y197 | x198 | y198 | x199 | y199 | x200 | y200 | x201 | y201 | x202 | y202 | x203 | y203 | x204 | y204 | x205 | y205 | x206 | y206 | x207 | y207 | x208 | y208 | x209 | y209 | x210 | y210 | x211 | y211 | x212 | y212 | x213 | y213 | x214 | y214 | x215 | y215 | x216 | y216 | x217 | y217 | x218 | y218 | x219 | y219 | x220 | y220 | x221 | y221 | x222 | y222 | x223 | y223 | x224 | y224 | x225 | y225 | x226 | y226 | x227 | y227 | x228 | y228 | x229 | y229 | x230 | y230 | x231 | y231 | x232 | y232 | x233 | y233 | x234 | y234 | x235 | y235 | x236 | y236 | x237 | y237 | x238 | y238 | x239 | y239 | x240 | y240 | x241 | y241 | x242 | y242 | x243 | y243 | x244 | y244 | x245 | y245 | x246 | y246 | x247 | y247 | x248 | y248 | x249 | y249 | x250 | y250 | x251 | y251 | x252 | y252 | x253 | y253 | x254 | y254 | x255 | y255 | x256 | y256 | x257 | y257 | x258 | y258 | x259 | y259 | x260 | y260 | x261 | y261 | x262 | y262 | x263 | y263 | x264 | y264 | x265 | y265 | x266 | y266 | x267 | y267 | x268 | y268 | x269 | y269 | x270 | y270 | x271 | y271 | x272 | y272 | x273 | y273 | x274 | y274 | x275 | y275 | x276 | y276 | x277 | y277 | x278 | y278 | x279 | y279 | x280 | y280 | x281 | y281 | x282 | y282 | x283 | y283 | x284 | y284 | x285 | y285 | x286 | y286 | x287 | y287 | x288 | y288 | x289 | y289 | x290 | y290 | x291 | y291 | x292 | y292 | x293 | y293 | x294 | y294 | x295 | y295 | x296 | y296 | x297 | y297 | x298 | y298 | x299 | y299 | x300 | y300 | x301 | y301 | x302 | y302 | x303 | y303 | x304 | y304 | x305 | y305 | x306 | y306 | x307 | y307 | x308 | y308 | x309 | y309 | x310 | y310 | x311 | y311 | x312 | y312 | x313 | y313 | x314 | y314 | x315 | y315 | x316 | y316 | x317 | y317 | x318 | y318 | x319 | y319 | x320 | y320 | x321 | y321 | x322 | y322 | x323 | y323 | x324 | y324 | x325 | y325 | x326 | y326 | x327 | y327 | x328 | y328 | x329 | y329 | x330 | y330 | x331 | y331 | x332 | y332 | x333 | y333 | x334 | y334 | x335 | y335 | x336 | y336 | x337 | y337 | x338 | y338 | x339 | y339 | x340 | y340 | x341 | y341 | x342 | y342 | x343 | y343 | x344 | y344 | x345 | y345 | x346 | y346 | x347 | y347 | x348 | y348 | x349 | y349 | x350 | y350 | x351 | y351 | x352 | y352 | x353 | y353 | x354 | y354 | x355 | y355 | x356 | y356 | x357 | y357 | x358 | y358 | x359 | y359 | x360 | y360 | x361 | y361 | x362 | y362 | x363 | y363 | x364 | y364 | x365 | y365 | x366 | y366 | x367 | y367 | x368 | y368 | x369 | y369 | x370 | y370 | x371 | y371 | x372 | y372 | x373 | y373 | x374 | y374 | x375 | y375 | x376 | y376 | x377 | y377 | x378 | y378 | x379 | y379 | x380 | y380 | x381 | y381 | x382 | y382 | x383 | y383 | x384 | y384 | x385 | y385 | x386 | y386 | x387 | y387 | x388 | y388 | x389 | y389 | x390 | y390 | x391 | y391 | x392 | y392 | x393 | y393 | x394 | y394 | x395 | y395 | x396 | y396 | x397 | y397 | x398 | y398 | x399 | y399 | x400 | y400 | x401 | y401 | x402 | y402 | x403 | y403 | x404 | y404 | x405 | y405 | x406 | y406 | x407 | y407 | x408 | y408 | x409 | y409 | x410 | y410 | x411 | y411 | x412 | y412 | x413 | y413 | x414 | y414 | x415 | y415 | x416 | y416 | x417 | y417 | x418 | y418 | x419 | y419 | x420 | y420 | x421 | y421 | x422 | y422 | x423 | y423 | x424 | y424 | x425 | y425 | x426 | y426 | x427 | y427 | x428 | y428 | x429 | y429 | x430 | y430 | x431 | y431 | x432 | y432 | x433 | y433 | x434 | y434 | x435 | y435 | x436 | y436 | x437 | y437 | x438 | y438 | x439 | y439 | x440 | y440 | x441 | y441 | x442 | y442 | x443 | y443 | x444 | y444 | x445 | y445 | x446 | y446 | x447 | y447 | x448 | y448 | x449 | y449 | x450 | y450 | x451 | y451 | x452 | y452 | x453 | y453 | x454 | y454 | x455 | y455 | x456 | y456 | x457 | y457 | x458 | y458 | x459 | y459 | x460 | y460 | x461 | y461 | x462 | y462 | x463 | y463 | x464 | y464 | x465 | y465 | x466 | y466 | x467 | y467 | x468 | y468 | x469 | y469 | x470 | y470 | x471 | y471 | x472 | y472 | x473 | y473 | x474 | y474 | x475 | y475 | x476 | y476 | x477 | y477 | x478 | y478 | x479 | y479 | x480 | y480 | x481 | y481 | x482 | y482 | x483 | y483 | x484 | y484 | x485 | y485 | x486 | y486 | x487 | y487 | x488 | y488 | x489 | y489 | x490 | y490 | x491 | y491 | x492 | y492 | x493 | y493 | x494 | y494 | x495 | y495 | x496 | y496 | x497 | y497 | x498 | y498 | x499 | y499 | x500 | y500 | x501 | y501 | x502 | y502 | x503 | y503 | x504 | y504 | x505 | y505 | x506 | y506 | x507 | y507 | x508 | y508 | x509 | y509 | x510 | y510 | x511 | y511 | x512 | y512 | x513 | y513 | x514 | y514 | x515 | y515 | x516 | y516 | x517 | y517 | x518 | y518 | x519 | y519 | x520 | y520 | x521 | y521 | x522 | y522 | x523 | y523 | x524 | y524 | x525 | y525 | x526 | y526 | x527 | y527 | x528 | y528 | x529 | y529 | x530 | y530 | x531 | y531 | x532 | y532 | x533 | y533 | x534 | y534 | x535 | y535 | x536 | y536 | x537 | y537 | x538 | y538 | x539 | y539 | x540 | y540 | x541 | y541 | x542 | y542 | x543 | y543 | x544 | y544 | x545 | y545 | x546 | y546 | x547 | y547 | x548 | y548 | x549 | y549 | x550 | y550 | x551 | y551 | x552 | y552 | x553 | y553 | x554 | y554 | x555 | y555 | x556 | y556 | x557 | y557 | x558 | y558 | x559 | y559 | x560 | y560 | x561 | y561 | x562 | y562 | x563 | y563 | x564 | y564 | x565 | y565 | x566 | y566 | x567 | y567 | x568 | y568 | x569 | y569 | x570 | y570 | x571 | y571 | x572 | y572 | x573 | y573 | x574 | y574 | x575 | y575 | x576 | y576 | x577 | y577 | x578 | y578 | x579 | y579 | x580 | y580 | x581 | y581 | x582 | y582 | x583 | y583
0 | 448635.6876 | 114002.5235 | 448631.9563 | 114010.266 | 448624.8135 | 114024.2934 | 448618.5313 | 114024.5516 | 448604.3317 | 114028.08 | 448551.793 | 114032.9728 | 448549.7144 | 114031.95 | 448548.9253 | 114031.2489
1 | 448548.9253 | 114031.2489 | 448540.6642 | 114032.2 | 448010.094 | 114090.1218 | 447761.224 | 114750.4803 | 447700.324 | 114765.9951 | 447724.529 | 114847.978 | 447632.9834 | 115096.3816 | 447624.1695 | 115117.1546 | 447366.3165 | 115186.3478 | 447271.9711 | 115212.0533 | 447091.1246 | 115261.2791 | 446828.2227 | 115326.1337 | 446783.1349 | 115295.9808
2 | 446783.1349 | 115295.9808 | 446774.9338 | 115290.6465 | 446564.9251 | 115107.293 | 446564.5489 | 114797.7976
3 | 446564.5489 | 114797.7976 | 446564.8178 | 114737.3633 | 446535.6519 | 114712.1476
4 | 446535.6519 | 114712.1476 | 446478.629 | 114740.5551
5 | 446478.629 | 114740.5551 | 446217.311 | 114872.0717
6 | 446217.311 | 114872.0717 | 446218.727 | 114908.6398
7 | 446217.311 | 114872.0717 | 446057.0111 | 114950.4814
8 | 446057.0111 | 114950.4814 | 446056.5486 | 114949.6124 | 446045.5223 | 114932.6456 | 446030.1812 | 114911.6858 | 446028.4217 | 114911.3968 | 446014.6561 | 114914.2948 | 446006.1387 | 114917.6571 | 445989.5766 | 114926.516 | 445969.9598 | 114935.8675 | 445961.6417 | 114940.3321 | 445953.2154 | 114943.0426 | 445945.5577 | 114942.7205 | 445938.8169 | 114940.9857 | 445923.3115 | 114934.013 | 445914.3398 | 114931.8673 | 445908.2172 | 114930.6387 | 445907.2207 | 114929.6952 | 445908.5952 | 114918.1428 | 445907.7936 | 114912.6528 | 445907.4376 | 114911.7312 | 445906.5893 | 114910.5962 | 445895.2334 | 114901.5543 | 445894.7468 | 114901.5062 | 445893.1052 | 114901.4313 | 445890.0146 | 114899.2016 | 445885.5967 | 114894.0957 | 445882.0587 | 114891.7833 | 445876.319 | 114883.8366 | 445872.9061 | 114874.3089 | 445873.7107 | 114864.3683 | 445875.2467 | 114855.9667 | 445881.439 | 114835.6423 | 445884.5578 | 114821.6839 | 445890.9762 | 114779.888 | 445892.4519 | 114774.2841 | 445897.3948 | 114761.5519 | 445904.7561 | 114747.5975 | 445911.0147 | 114736.9057 | 445917.2293 | 114727.1341 | 445924.5201 | 114715.1214 | 445927.3496 | 114709.3525 | 445932.6984 | 114696.3957 | 445933.6302 | 114691.9669 | 445934.281 | 114684.252 | 445930.9515 | 114671.7087 | 445931.3937 | 114670.1996 | 445948.4988 | 114664.6418 | 445930.913 | 114640.7863
9 | 445930.913 | 114640.7863 | 445932.2716 | 114639.5709 | 445934.161 | 114638.4227 | 445952.7097 | 114664.0953 | 445960.5402 | 114662.7379 | 445971.2449 | 114648.0651 | 446035.2906 | 114610.8485 | 446040.8095 | 114613.478 | 446045.992 | 114617.0094 | 446055.2791 | 114636.0842 | 446074.9789 | 114629.3504 | 446096.8197 | 114623.8902 | 446100.8847 | 114625.7965 | 446108.1371 | 114626.9343 | 446117.8943 | 114624.7744 | 446125.9772 | 114624.426 | 446130.993 | 114626.3086 | 446132.1455 | 114627.7685 | 446138.2426 | 114636.8932
10 | 446057.0111 | 114950.4814 | 446144.4343 | 115210.4507
11 | 446144.4343 | 115210.4507 | 446326.676 | 115751.7848
12 | 446326.676 | 115751.7848 | 447069.1818 | 115714.7441
13 | 446326.676 | 115751.7848 | 446376.7097 | 115898.3559
14 | 446376.7097 | 115898.3559 | 446119.9903 | 116086.3586 | 446097 | 116109
15 | 446376.7097 | 115898.3559 | 446548.4424 | 116412.4628
16 | 446548.4424 | 116412.4628 | 446587.1858 | 116447.6958
17 | 446587.1858 | 116447.6958 | 446872.3178 | 116691.4099 | 446915.8772 | 116732.043 | 446951.5198 | 117068.182
18 | 446884.2039 | 113045.5473 | 446887.4051 | 113017.3185
19 | 446887.4051 | 113017.3185 | 446869.9102 | 112967.2544 | 447097.9396 | 112685.4311 | 447114.1256 | 112628.6173
20 | 447114.1256 | 112628.6173 | 447115.2674 | 112628.8742 | 447158.1872 | 112647.8113
21 | 447180.8461 | 110789.379 | 447217.9279 | 110773.9127
22 | 447502.0578 | 108715.7079 | 447522.8458 | 108733.9824 | 447714.1367 | 108828.2076 | 447982.1872 | 109009.7615 | 448112.3768 | 109009.2448 | 448166.7164 | 109010.419 | 448238.306 | 109043.1194 | 448372.0967 | 109015.8855 | 448482.4792 | 109062.8463 | 448530.7864 | 109082.4761 | 449187.743 | 109488.9313 | 449223.9419 | 109512.286
23 | 446884.2039 | 113045.5473 | 446807.0336 | 112975.4829 | 446757.3924 | 112930.6731 | 446534.9016 | 112821.7997
24 | 446534.9016 | 112821.7997 | 446539.2531 | 112870.6711
25 | 444665.2119 | 113025.0677 | 444596.183 | 113167.1997
26 | 444665.2119 | 113025.0677 | 444162.1992 | 113080.123
27 | 444162.1992 | 113080.123 | 443744.1154 | 113029.9376
28 | 443744.1154 | 113029.9376 | 443511.2226 | 113001.6946
29 | 443511.2226 | 113001.6946 | 443508.7313 | 112990.6756 | 443505.0903 | 112979.3691
30 | 443511.2226 | 113001.6946 | 443137.2347 | 113230.2732 | 443034.2087 | 113287.5394 | 442991.4824 | 113317.1757 | 442804.3985 | 113429.0443 | 442795.8537 | 113675.2654 | 442842.6905 | 113884.8973
31 | 445703.816 | 112186.3259 | 445704.3678 | 112187.4241 | 445704.8948 | 112187.5935 | 445705.3559 | 112187.5088 | 445707.6746 | 112180.3957 | 445711.7542 | 112172.5033 | 445710.5017 | 112163.2927 | 445723.242 | 112123.539 | 445725.0032 | 112116.9959 | 445738.442 | 112111.1662 | 445747.1081 | 112110.6374 | 445753.6446 | 112112.227 | 445789.7938 | 112091.9065 | 445791.3103 | 112054.6748 | 445786.6563 | 112037.6277 | 445788.2251 | 112031.3527 | 445779.1031 | 111993.7769 | 445799.7854 | 111930.8467 | 445808.8009 | 111913.654 | 445828.0024 | 111890.3947 | 445841.6401 | 111875 | 445849.6303 | 111855.8822 | 445865.607 | 111811.7913 | 445883.6408 | 111773.3869 | 445901.4347 | 111736.9539 | 445884.3809 | 111720.2663 | 445878.0139 | 111710.8113 | 445894.3426 | 111666.4116 | 445893.1227 | 111665.982
32 | 445893.1227 | 111665.982 | 445894.3731 | 111666.3333 | 445898.7609 | 111653.7265 | 445916.4484 | 111572.2399 | 445932.1608 | 111578.2289 | 445952.615 | 111581.4893 | 445963.2041 | 111581.9599 | 445969.4869 | 111580.3598 | 445968.2032 | 111583.0022
33 | 444356.6731 | 111251.6603 | 444562.9567 | 111213.8981
34 | 444356.6731 | 111251.6603 | 444307.4615 | 111191.9275
35 | 444288.5565 | 110827.4535 | 444616.8736 | 110657.3618 | 444761.5055 | 110508.392
36 | 444761.5055 | 110508.392 | 444822.5898 | 110445.1029 | 444839.9348 | 110427.7852
37 | 442597.6435 | 110608.8804 | 442487.06 | 110592.0408 | 442079.1218 | 110264.4525
38 | 442079.1218 | 110264.4525 | 441982.4521 | 110187.2822 | 441868.1179 | 110147.8115 | 441797.1714 | 110119.1784 | 441440.8779 | 109938.1744 | 441378.1684 | 109905.3302
39 | 441378.1684 | 109905.3302 | 441358.8934 | 109936.875
40 | 441378.1684 | 109905.3302 | 441335.8201 | 109884.3441 | 441075.5593 | 109750.5553
41 | 440906.0903 | 109687.7144 | 440801.804 | 109950.0938
42 | 440801.804 | 109950.0938 | 440691.375 | 109960.72
43 | 440801.804 | 109950.0938 | 440800.8655 | 109951.3507 | 440805.9169 | 109961.9084 | 440810.78 | 109968.1363 | 440823.5963 | 109995.6809 | 440829.3424 | 110011.7216 | 440828.8682 | 110017.9769 | 440824.2006 | 110030.2229 | 440820.5671 | 110041.7893 | 440816.869 | 110049.1134 | 440811.2999 | 110064.5499 | 440810.1077 | 110067.3736 | 440804.467 | 110077.0596 | 440804.9689 | 110079.5949 | 440804.3413 | 110080.7086 | 440803.4636 | 110086.7441 | 440803.188 | 110089.8951 | 440803.9999 | 110100.3199 | 440803.3773 | 110101.4221 | 440793.8169 | 110099.83 | 440792.6574 | 110099.4065 | 440789.0328 | 110101.4039 | 440782.4714 | 110108.9366 | 440771.6967 | 110119.1496 | 440763.8013 | 110121.5371 | 440761.532 | 110122.2227 | 440760.35 | 110122.8609 | 440756.6387 | 110124.9175 | 440751.062 | 110128.804 | 440747.2401 | 110135.3097 | 440744.4871 | 110139.9852 | 440739.1272 | 110148.2883 | 440736.62 | 110154.2011 | 440734.7004 | 110154.5584 | 440725.0911 | 110209.184 | 440722.6933 | 110222.8854 | 440721.5159 | 110228.1005
44 | 440721.5159 | 110228.1005 | 440689.7653 | 110409.4824 | 440656.4279 | 110629.8941 | 440661.2572 | 110833.7983 | 440780.9454 | 110941.0714
45 | 440309.7306 | 109522.7839 | 440453.3147 | 109387.3988 | 440452.8082 | 109317.8693
46 | 440452.8082 | 109317.8693 | 440428.5229 | 108911.0744 | 440397.3074 | 108314.5649
47 | 439621.6671 | 110428.9064 | 439621.6398 | 110429.0542 | 439621.6886 | 110429.2759 | 439621.8276 | 110429.4412 | 439621.9838 | 110429.5207 | 439622.1701 | 110429.5545 | 439622.3677 | 110429.5037 | 439622.4476 | 110429.4337 | 439622.4777 | 110429.4976 | 439622.4474 | 110429.5616 | 439621.1043 | 110430.2558 | 439620.0052 | 110431.1586 | 439617.5017 | 110432.9964 | 439615.5192 | 110434.0383 | 439608.5252 | 110435.2014 | 439598.0592 | 110437.3469 | 439587.6713 | 110438.7319 | 439580.3354 | 110438.7319 | 439567.7224 | 110437.0501 | 439563.634 | 110435.6873 | 439559.5166 | 110431.57 | 439555.4757 | 110420.9991 | 439553.3889 | 110417.5996 | 439550.0074 | 110414.5016 | 439542.4278 | 110408.9424 | 439537.9375 | 110405.8379 | 439533.4575 | 110403.2462 | 439529.8811 | 110401.9803 | 439525.3978 | 110402.3438 | 439517.5621 | 110404.3633 | 439514.2097 | 110405.6154 | 439511.342 | 110407.3926 | 439508.1511 | 110410.4622 | 439503.196 | 110416.618 | 439501.9372 | 110417.6042 | 439499.9799 | 110417.0297 | 439492.685 | 110415.6483 | 439491.0799 | 110414.4858 | 439489.2781 | 110411.3854 | 439484.0875 | 110413.0232 | 439476.2371 | 110414.4002 | 439467.5188 | 110414.5348 | 439431.6531 | 110405.6416 | 439421.5102 | 110402.4612 | 439403.2556 | 110394.8806 | 439395.1242 | 110394.0293 | 439390.8594 | 110394.2996 | 439384.3092 | 110396.221 | 439366.6493 | 110405.5271 | 439355.9424 | 110409.9254 | 439348.947 | 110411.9355 | 439341.3461 | 110412.1345 | 439326.2756 | 110405.7489 | 439319.0913 | 110402.9446 | 439309.6852 | 110400.1954 | 439302.6806 | 110398.8213 | 439294.3689 | 110399.0224 | 439284.2474 | 110401.536 | 439278.6468 | 110405.1322 | 439276.2002 | 110407.3777 | 439273.1464 | 110411.4712 | 439271.0724 | 110414.5834 | 439266.8222 | 110426.4385 | 439263.305 | 110432.1675 | 439258.0836 | 110437.6064 | 439240.7583 | 110446.8594 | 439236.3123 | 110450.2266 | 439232.2587 | 110456.1436 | 439229.055 | 110457.8435 | 439227.1715 | 110481.9526 | 439225.1674 | 110499.2487 | 439222.9027 | 110511.7759 | 439219.4843 | 110519.125 | 439210.9714 | 110534.4542 | 439208.2623 | 110544.1428 | 439206.4954 | 110560.6423 | 439206.4317 | 110570.5273 | 439204.5899 | 110584.8522 | 439200.0249 | 110597.5651 | 439193.8261 | 110610.3071 | 439188.6221 | 110617.1182 | 439182.0528 | 110621.7756 | 439168.633 | 110627.4678 | 439163.8845 | 110632.1906 | 439161.399 | 110636.843 | 439156.7846 | 110650.7545 | 439154.2572 | 110661.1459 | 439142.7348 | 110671.2519 | 439109.2757 | 110703.361 | 439103.4003 | 110708.397 | 439095.3943 | 110709.7851 | 439088.1953 | 110710.3339 | 439075.3041 | 110706.6107 | 439060.742 | 110703.387 | 439044.984 | 110700.2625 | 439034.8345 | 110696.3112 | 439033.1299 | 110696.04 | 438999.1843 | 110679.843 | 438965.8908 | 110661.5261 | 438964.4396 | 110661.4068 | 438948.4374 | 110654.0488 | 438934.7714 | 110647.2328 | 438906.1243 | 110629.7118 | 438903.5021 | 110631.4073
48 | 447189.3582 | 113388.2459 | 447187.9833 | 113388.235 | 447152.0569 | 113394.9544 | 447139.872 | 113406.6762 | 447112.1551 | 113438.6978 | 447110.121 | 113453.4972 | 447102.0052 | 113468.6889 | 447098.2033 | 113470.1549 | 447092.8509 | 113473.2153 | 447090.8204 | 113473.5802 | 447088.6151 | 113474.1089 | 447085.9239 | 113475.4819 | 447083.657 | 113477.0771 | 447082.0303 | 113477.9167 | 447075.9941 | 113482.9037 | 447072.9936 | 113485.2603 | 447070.2843 | 113486.9727 | 447069.3009 | 113486.8498 | 447068.3328 | 113486.5117 | 447066.7906 | 113485.529 | 447065.5149 | 113486.322 | 446994.737 | 113530.5077 | 446992.4888 | 113534.5311 | 446968.6249 | 113547.3688 | 446962.3067 | 113551.1166 | 446954.0011 | 113556.2323 | 446947.1456 | 113560.3715 | 446942.4117 | 113563.6083 | 446940.6312 | 113564.7275 | 446938.7659 | 113565.9314 | 446930.4909 | 113566.508 | 446914.6187 | 113565.7485 | 446913.1879 | 113566.0558 | 446912.2791 | 113571.8353 | 446911.1778 | 113577.7747 | 446908.9387 | 113577.4948 | 446905.688 | 113574.7161
49 | 446905.688 | 113574.7161 | 446908.7292 | 113577.6976 | 446910.6646 | 113577.9322 | 446911.3844 | 113578.0709 | 446912.712 | 113571.257 | 446913.4351 | 113566.2529 | 446914.566 | 113566.0344 | 446930.402 | 113566.6103 | 446938.7138 | 113566.0379 | 446967.2926 | 113548.4728 | 446992.4396 | 113541.0421 | 447010.5415 | 113571.4968 | 447021.9818 | 113599.0926 | 447038.3806 | 113607.5326 | 447055.44 | 113634.4169 | 447060.0719 | 113638.6489 | 447067.1492 | 113643.2526 | 447071.9965 | 113645.3161 | 447074.065 | 113645.7108 | 447074.2124 | 113647.0925 | 447072.6033 | 113651.6483 | 447072.259 | 113653.2111 | 447069.3562 | 113661.5255 | 447066.8467 | 113670.1933 | 447064.5658 | 113681.0697 | 447064.5584 | 113681.0935 | 447060.7344 | 113694.3475 | 447055.7625 | 113699.8269 | 447045.7277 | 113714.2743 | 447045.2087 | 113720.4933 | 447043.8204 | 113730.3049 | 447045.1842 | 113732.5792 | 447048.5471 | 113737.3324 | 447048.4941 | 113738.1796 | 447048.5507 | 113751.7228 | 447048.8498 | 113756.6468 | 447048.8018 | 113757.3932 | 447045.7625 | 113757.3994
50 | 447045.7625 | 113757.3994 | 447083.6859 | 113756.7021 | 447081.0003 | 113786.2334 | 447071.4691 | 113793.9122 | 447047.5014 | 113799.759 | 447048.5079 | 113804.5918 | 447048.2268 | 113805.6045 | 447047.365 | 113805.8761 | 447045.8804 | 113806.3221 | 447044.8991 | 113805.8442 | 447044.3794 | 113804.3699
51 | 447044.3794 | 113804.3699 | 447044.2322 | 113806.3239 | 447045.7579 | 113806.9801 | 447048.7601 | 113806.0778 | 447049.2851 | 113804.4209 | 447048.2351 | 113799.2205 | 447044.8556 | 113800.0407 | 447008.6821 | 113803.7483 | 446995.9188 | 113804.6834 | 446975.2561 | 113809.0863 | 446930.637 | 113812.1697 | 446934.5633 | 113860.8221 | 446935.4164 | 113866.4491 | 446937.4342 | 113871.4527 | 446939.2552 | 113874.7009 | 446939.4577 | 113875.8468 | 446942.2081 | 113878.9171 | 446945.2923 | 113881.5747 | 446948.3273 | 113883.9699 | 446950.2528 | 113885.1291 | 446953.3274 | 113890.01 | 446954.7079 | 113894.7196 | 446956.0764 | 113898.3807 | 446954.7987 | 113902.0529 | 446954.1933 | 113903.4628 | 446952.2091 | 113905.5999 | 446951.5755 | 113908.8566 | 446950.2631 | 113915.0578 | 446945.1261 | 113938.7384 | 446944.3572 | 113966.685 | 446946.3257 | 113970.4833
52 | 446946.3257 | 113970.4833 | 446943.8454 | 113970.6093 | 446941.9166 | 113969.9977 | 446941.9505 | 114001.0499 | 447000.2814 | 114037.7125 | 447001.9646 | 114042.2525 | 447000.2452 | 114046.0848 | 446997.4949 | 114105.91 | 446999.3283 | 114106.9273 | 447000.0992 | 114108.5219 | 446998.9301 | 114109.7323 | 446996.9493 | 114109.1444
53 | 448635.6876 | 114002.5235 | 448638.638 | 114001.4234 | 448651.2553 | 113998.2269 | 448651.6643 | 113996.117 | 448650.1171 | 113993.5701 | 448643.7956 | 113985.1148 | 448643.9921 | 113963.7126 | 448640.8613 | 113958.8526 | 448607.5641 | 113958.5147 | 448573.8835 | 113960.2002 | 448539.1967 | 113961.1589 | 448505.2943 | 113959.3286 | 448437.0537 | 113959.3286 | 448365.0655 | 113953.0536 | 448309.5491 | 113964.2964 | 448168.7705 | 113946.4099
54 | 448168.7705 | 113946.4099 | 448167.4635 | 113940.6302 | 448171.49 | 113841.5375 | 448171.2808 | 113823.2354 | 448171.3331 | 113801.7435 | 448171.1239 | 113792.7494 | 448171.3331 | 113787.9908 | 448171.6468 | 113728.2215 | 448173.6862 | 113714.8348 | 448178.6016 | 113687.8 | 448179.4383 | 113678.4921 | 448180.7353 | 113625.8844 | 448181.309 | 113614.8883 | 448181.4605 | 113612.464 | 448181.9367 | 113606.7279 | 448183.6683 | 113601.8251 | 448185.7139 | 113600.0393 | 448190.3653 | 113599.0744
55 | 448190.3653 | 113599.0744 | 448189.0473 | 113599.6389 | 448185.8654 | 113600.4181 | 448184.0904 | 113602.0416 | 448182.4021 | 113606.6954 | 448182.0016 | 113612.5181 | 448181.8826 | 113614.6286 | 448181.428 | 113625.8519 | 448180.641 | 113671.7465 | 448180.3887 | 113678.6095 | 448179.6915 | 113687.9349 | 448174.6366 | 113714.4293 | 448172.745 | 113728.3783 | 448172.7193 | 113755.9141 | 448172.7973 | 113787.9908 | 448172.6927 | 113792.6448 | 448173.3293 | 113841.5852 | 448172.2835 | 113865.988 | 448171.5423 | 113880.7563 | 448169.3203 | 113940.5036 | 448168.7705 | 113946.4099
56 | 448168.7705 | 113946.4099 | 448146.6039 | 113944.0982 | 448101.2708 | 113937.3721 | 447997.6991 | 113924.6307 | 447983.2625 | 113933.7629 | 447978.4503 | 113939.2313 | 447975.8802 | 113944.6451 | 447977.1379 | 113949.3479 | 447958.7641 | 113956.074 | 447946.3093 | 113959.8887 | 447923.4859 | 113960.0763 | 447897.259 | 113956.5458 | 447865.7311 | 113955.994 | 447829.6709 | 113960.2477 | 447815.4526 | 113959.7173 | 447799.7427 | 113957.4411 | 447791.1573 | 113955.035 | 447777.0619 | 113948.7866 | 447770.8742 | 113945.0168 | 447766.6526 | 113942.4667 | 447735.189 | 113918.0855 | 447723.185 | 113906.8037 | 447706.3773 | 113885.1808 | 447707.033 | 113810.7803 | 447768.354 | 113811.6533 | 447795.5867 | 113822.5902 | 447798.5212 | 113818.8724
57 | 447798.5212 | 113818.8724 | 447796.712 | 113819.8915 | 447768.6347 | 113808.7141 | 447707.0497 | 113807.7644 | 447706.2704 | 113785.5558 | 447698.1614 | 113761.7157 | 447691.7796 | 113746.9504 | 447711.8236 | 113730.6733 | 447702.3708 | 113711.91 | 447699.2411 | 113712.9241
58 | 447699.2411 | 113712.9241 | 447702.2508 | 113714.2234 | 447710.0957 | 113730.1549 | 447690.3972 | 113745.81 | 447671.7356 | 113757.5254 | 447654.5945 | 113768.826 | 447644.8835 | 113776.7725 | 447615.0248 | 113793.6737 | 447600.5891 | 113802.0385 | 447577.4361 | 113811.5785 | 447567.5774 | 113812.4225 | 447567.1446 | 113812.4587 | 447553.7178 | 113814.3398 | 447544.1451 | 113816.0677 | 447518.6408 | 113821.5625 | 447505.8541 | 113822.3228 | 447489.2314 | 113822.5647 | 447482.1814 | 113820.8713 | 447443.5449 | 113813.303 | 447435.5618 | 113812.3354 | 447424.1575 | 113810.2964 | 447402.5623 | 113807.0104 | 447384.5533 | 113805.3891 | 447364.4747 | 113806.4604 | 447361.0754 | 113817.0103 | 447358.5641 | 113816.5257
59 | 447358.5641 | 113816.5257 | 447360.9709 | 113816.4836 | 447361.5031 | 113816.5152 | 447361.7616 | 113818.4597 | 447361.3216 | 113819.7716 | 447360.0564 | 113822.5357 | 447344.1395 | 113848.1706 | 447343.4536 | 113850.5227 | 447323.2348 | 113877.0403 | 447323.5799 | 113879.6068 | 447314.1517 | 113890.9384 | 447297.8664 | 113906.7095 | 447301.7494 | 113915.2528 | 447303.8487 | 113918.2351 | 447305.0912 | 113921.1863 | 447309.7583 | 113933.0899 | 447314.4933 | 113941.4467 | 447315.432 | 113944.7284 | 447318.1872 | 113949.34 | 447321.6803 | 113957.7119 | 447327.5028 | 113970.0386 | 447327.5508 | 113970.8598 | 447326.8467 | 113971.5221 | 447321.3561 | 113975.1668 | 447317.1937 | 113978.7122 | 447315.7975 | 113981.7661 | 447315.4994 | 113986.4746 | 447332.7079 | 114009.8174 | 447332.7947 | 114010.3582 | 447331.2686 | 114011.6434 | 447330.5739 | 114013.8216
60 | 446712.5124 | 113909.3782 | 446710.6757 | 113911.7644 | 446708.6914 | 113922.9497 | 446703.8445 | 113938.0247 | 446690.1935 | 113950.3638 | 446687.9041 | 113953.9344 | 446678.0122 | 113953.5356 | 446664.8441 | 113955.4176 | 446657.5203 | 113957.3962 | 446655.1456 | 113951.4585 | 446635.9434 | 113947.1045 | 446615.6488 | 113948.2931 | 446603.8686 | 113961.0611 | 446601.7842 | 113960.9396 | 446600.5444 | 113961.1427
61 | 446600.5444 | 113961.1427 | 446602.4044 | 113963.4274 | 446602.28 | 113964.4988 | 446600.3677 | 113965.3622 | 446595.6409 | 113966.6264 | 446598.5223 | 113996.8813 | 446599.2427 | 114010.568 | 446600.3232 | 114018.1318 | 446599.6028 | 114024.615 | 446587.9362 | 114031.7565 | 446580.9344 | 114031.2223 | 446580.9344 | 114036.9089 | 446563.1521 | 114049.2646 | 446540.2241 | 114063.5077 | 446523.3755 | 114075.1454 | 446522.3334 | 114081.2248 | 446512.7262 | 114088.461 | 446494.0208 | 114097.7086 | 446480.1251 | 114101.0262 | 446462.8617 | 114114.0433 | 446456.1045 | 114119.0731 | 446445.9723 | 114127.4152 | 446430.6631 | 114140.8326 | 446430.0474 | 114141.3191 | 446429.4722 | 114143.0616 | 446431.572 | 114171.0393 | 446429.0777 | 114189.1584 | 446433.1722 | 114217.0665 | 446435.3841 | 114241.1625 | 446437.6833 | 114240.2068
62 | 446437.6833 | 114240.2068 | 446434.7281 | 114242.5583 | 446432.1084 | 114217.1866 | 446427.5149 | 114189.267 | 446429.7399 | 114170.8213 | 446428.0532 | 114153.8471 | 446414.5082 | 114155.8447 | 446411.3136 | 114157.0392 | 446406.8507 | 114157.8062 | 446398.2889 | 114157.8115 | 446367.4139 | 114138.9573 | 446325.6801 | 114112.081 | 446329.9725 | 114103.7795 | 446347.2089 | 114084.9078 | 446348.922 | 114081.3072 | 446348.5944 | 114075.7243 | 446345.2694 | 114065.6414 | 446351.3341 | 114057.0021 | 446379.4494 | 114030.4456 | 446380.8247 | 114027.0911 | 446407.2251 | 114001.2886 | 446409.4729 | 114003.5899 | 446413.4535 | 114005.1672
63 | 446413.4535 | 114005.1672 | 446409.6662 | 114003.3509 | 446408.579 | 114002.2637 | 446407.3968 | 114001.0787 | 446416.4393 | 113992.2409 | 446408.8332 | 113983.8449 | 446425.8197 | 113967.3789 | 446422.5941 | 113964.087
64 | 446413.4535 | 114005.1672 | 446409.1934 | 114003.7518 | 446406.9062 | 114001.1526 | 446380.3852 | 114027.116 | 446379.2354 | 114030.3626 | 446351.1037 | 114056.733 | 446348.4187 | 114060.5702 | 446344.8602 | 114065.6221 | 446348.0893 | 114075.9024 | 446348.327 | 114080.9728 | 446346.6633 | 114084.6172 | 446329.8591 | 114103.425 | 446325.2336 | 114111.8046 | 446293.9025 | 114108.8082 | 446268.3516 | 114109.0602 | 446243.207 | 114107.6506 | 446174.4196 | 114122.5907 | 446149.7628 | 114127.792 | 446121.519 | 114138.4766 | 446093.315 | 114144.1442
65 | 447368.254 | 114325.1946 | 447369.7868 | 114326.1805 | 447371.2102 | 114326.317 | 447370.4895 | 114272.2347 | 447356.3297 | 114223.1705 | 447348.2186 | 114169.6711 | 447328.3834 | 114109.9072 | 447327.3877 | 114097.6875 | 447318.1159 | 114081.6697 | 447290.2449 | 114033.5485 | 447289.5487 | 114032.856 | 447278.2061 | 114035.156 | 447261.4472 | 114045.4969 | 447258.2418 | 114050.5568 | 447256.4868 | 114060.4722 | 447257.0033 | 114066.2583 | 447257.5969 | 114070.1897 | 447142.2874 | 114148.0705 | 447139.7037 | 114150.7573 | 447138.8786 | 114153.6519 | 447138.3606 | 114164.4657 | 447137.6032 | 114174.4988 | 447137.3952 | 114218.3316 | 447135.5517 | 114251.2787 | 447129.1783 | 114295.5309 | 447123.9509 | 114307.1188 | 447128.8524 | 114314.7966 | 447113.691 | 114327.2203 | 447112.5344 | 114328.1677 | 447107.7204 | 114332.4152 | 447100.2015 | 114337.4746 | 447087.4554 | 114347.6019 | 447083.5366 | 114349.7224 | 447079.6325 | 114352.9722 | 447074.71 | 114357.3976 | 447061.8141 | 114364.4241 | 447048.4926 | 114371.4545 | 447046.2051 | 114373.2451 | 447052.3837 | 114385.022 | 447054.5651 | 114389.6496 | 447054.9775 | 114391.2215 | 447053.6451 | 114393.6821 | 447046.9866 | 114399.6611 | 447040.2134 | 114404.0044 | 447028.5909 | 114409.1542 | 447018.8445 | 114414.7291 | 447009.8518 | 114420.6403 | 447005.7788 | 114422.9005 | 446997.136 | 114426.2148 | 446990.5312 | 114427.9387 | 446987.4187 | 114428.8113 | 446984.1192 | 114429.2381 | 446977.7911 | 114430.3338 | 446970.1973 | 114430.7614 | 446968.8443 | 114431.6817 | 446959.2744 | 114437.9951 | 446951.5435 | 114445.7692 | 446939.3536 | 114453.4945 | 446910.7733 | 114472.113 | 446903.6639 | 114477.2335 | 446893.4746 | 114488.4302 | 446886.7109 | 114494.0509 | 446845.7918 | 114516.4068 | 446809.7354 | 114532.4853 | 446807.0806 | 114533.9381 | 446801.994 | 114534.9721 | 446776.0018 | 114542.7632 | 446764.8098 | 114544.9155 | 446747.208 | 114546.3646 | 446739.111 | 114542.4224 | 446730.9715 | 114537.7942 | 446721.9454 | 114534.4088 | 446712.1872 | 114532.9774 | 446705.4195 | 114531.1981 | 446704.059 | 114531.6176 | 446702.6432 | 114531.6768 | 446697.4702 | 114529.2508 | 446697.2349 | 114529.3023 | 446696.9651 | 114529.2919 | 446696.7233 | 114529.2179 | 446696.5309 | 114529.1046 | 446696.3481 | 114528.9268 | 446696.2067 | 114528.6878 | 446691.7406 | 114526.701 | 446687.7495 | 114524.6849 | 446678.2801 | 114528.9763 | 446674.1952 | 114531.9139 | 446670.9369 | 114533.3816 | 446667.012 | 114534.3645 | 446663.1893 | 114533.356
66 | 446663.1893 | 114533.356 | 446660.5968 | 114532.8318 | 446659.4519 | 114532.511 | 446656.8442 | 114531.8072 | 446653.3086 | 114530.3077 | 446650.8092 | 114532.8897 | 446648.3098 | 114536.9797 | 446644.4471 | 114542.3193 | 446641.107 | 114548.1702 | 446636.5706 | 114553.5814 | 446630.8028 | 114560.5997 | 446620.4774 | 114573.4099 | 446610.8776 | 114584.6918 | 446599.8347 | 114600.9152 | 446593.0545 | 114611.9058 | 446580.5888 | 114637.1826 | 446575.9807 | 114647.4821 | 446575.5663 | 114657.1041 | 446577.6602 | 114672.4434 | 446580.4251 | 114686.1129 | 446581.623 | 114687.8273 | 446583.1597 | 114689.0137
67 | 446583.1597 | 114689.0137 | 446582.541 | 114689.2364 | 446535.6519 | 114712.1476
68 | 446663.1893 | 114533.356 | 446666.7418 | 114534.1071 | 446669.3229 | 114533.3098 | 446671.4228 | 114533.0701 | 446674.5719 | 114531.6597 | 446675.9128 | 114530.9059 | 446679.1626 | 114528.6375 | 446685.379 | 114525.6368 | 446686.6288 | 114522.7398 | 446687.8262 | 114519.3722 | 446688.9557 | 114515.5131 | 446690.3258 | 114503.6638 | 446690.0173 | 114501.0754 | 446686.9948 | 114468.8742 | 446687.0889 | 114460.9154 | 446687.5439 | 114455.4509 | 446680.8767 | 114368.7252 | 446680.61 | 114366.9943 | 446680.0662 | 114363.3444 | 446678.9628 | 114355.9869 | 446678.717 | 114354.7581 | 446672.9284 | 114326.05 | 446669.8259 | 114307.7624 | 446669.8789 | 114305.7016 | 446666.9811 | 114294.598 | 446666.303 | 114292.0234 | 446666.2077 | 114291.3559 | 446670.5199 | 114289.2793 | 446698.6868 | 114281.084 | 446723.5481 | 114271.5644 | 446737.3004 | 114264.9637 | 446736.7972 | 114263.6658 | 446733.073 | 114256.3711 | 446722.1972 | 114231.7429 | 446721.0529 | 114229.2425 | 446720.6291 | 114224.0297 | 446719.9611 | 114221.6708
69 | 446719.9611 | 114221.6708 | 446717.972 | 114218.7642 | 446717.4522 | 114217.4944 | 446732.4795 | 114184.2972 | 446749.4369 | 114177.2388 | 446774.282 | 114164.8618 | 446777.0935 | 114159.8453 | 446829.9957 | 114138.0243 | 446839.9813 | 114129.6957 | 446843.8186 | 114127.6026 | 446850.9735 | 114121.1607 | 446853.5852 | 114118.9139 | 446856.3991 | 114117.6475 | 446857.4338 | 114117.5515 | 446864.8696 | 114113.2868 | 446885.3946 | 114106.4833 | 446908.7593 | 114098.0061 | 446910.4059 | 114098.0316 | 446912.7665 | 114102.3965 | 446938.2963 | 114091.6704 | 446954.559 | 114085.6001 | 446962.8511 | 114082.4316 | 446972.9389 | 114078.0661 | 446991.8552 | 114069.5987 | 446996.0943 | 114069.0424 | 446996.6953 | 114069.5927 | 446996.3046 | 114073.8537 | 446994.7809 | 114079.8574 | 446987.8162 | 114104.1204 | 446987.991 | 114105.1162 | 446995.2704 | 114109.8369 | 446996.9493 | 114109.1444
70 | 446663.1893 | 114533.356 | 446654.6974 | 114529.8354 | 446651.9188 | 114529.2689 | 446639.9048 | 114548.5118 | 446621.7168 | 114569.1444 | 446612.5395 | 114581.4926 | 446601.8532 | 114596.7049 | 446595.9451 | 114605.9969 | 446592.6206 | 114611.1485 | 446579.4437 | 114637.296 | 446576.0938 | 114646.3205 | 446575.5859 | 114647.4795 | 446566.9488 | 114648.8876 | 446559.6821 | 114646.172 | 446544.319 | 114641.1557 | 446541.9429 | 114640.238 | 446541.5783 | 114640.0871 | 446537.9826 | 114638.7042 | 446523.0218 | 114631.0352 | 446516.0241 | 114628.0706 | 446515.5999 | 114627.3462 | 446516.8677 | 114621.5556 | 446516.6331 | 114613.5789 | 446504.5254 | 114544.5959 | 446504.996 | 114539.7485 | 446505.0431 | 114533.0656 | 446506.502 | 114515.8878 | 446509.2787 | 114497.4393 | 446511.02 | 114488.5916 | 446516.9519 | 114463.6744 | 446516.1349 | 114455.2748 | 446514.935 | 114453.5451 | 446507.5694 | 114451.5091 | 446499.1976 | 114450.7303 | 446487.1705 | 114450.8872 | 446467.1951 | 114452.2991 | 446457.4688 | 114451.7239 | 446446.749 | 114450.5734 | 446441.1538 | 114447.9066 | 446428.1332 | 114442.6251 | 446408.8938 | 114433.4956 | 446389.4927 | 114433.4259 | 446389.4107 | 114432.216 | 446392.7885 | 114426.2127 | 446394.1634 | 114424.0689
71 | 446394.1634 | 114424.0689 | 446392.5739 | 114426.1071 | 446390.1615 | 114425.2089 | 446384.6693 | 114423.7075 | 446380.0424 | 114422.0591 | 446378.3545 | 114421.563 | 446375.7105 | 114420.2294 | 446360.3649 | 114417.681 | 446350.4347 | 114417.0614 | 446343.2812 | 114415.1789 | 446340.9516 | 114414.6298 | 446339.7985 | 114414.1827 | 446333.5628 | 114414.018 | 446311.4434 | 114414.873 | 446283.049 | 114416.5594 | 446270.2009 | 114417.3516 | 446262.8278 | 114415.4613 | 446257.7215 | 114407.6489 | 446255.792 | 114405.1075 | 446252.1368 | 114403.327 | 446232.1039 | 114403.0995 | 446227.8839 | 114397.8599 | 446223.1149 | 114368.2262 | 446222.2521 | 114365.8652 | 446220.5029 | 114365.0416 | 446214.3848 | 114365.3711 | 446201.6623 | 114364.4926 | 446189.0574 | 114361.0492 | 446186.0375 | 114359.9275 | 446184.6492 | 114359.1275 | 446183.904 | 114358.8529 | 446189.6927 | 114346.852 | 446195.8265 | 114336.8904 | 446196.603 | 114334.9609 | 446197.6541 | 114333.5176 | 446201.2387 | 114328.0897 | 446203.7501 | 114325.4064 | 446206.0626 | 114321.4225 | 446212.6984 | 114311.6728 | 446221.7922 | 114301.7437 | 446244.9676 | 114272.8671 | 446247.5295 | 114270.0185 | 446261.2512 | 114253.4721 | 446283.6129 | 114253.9457 | 446289.4908 | 114257.2372 | 446294.9234 | 114255.8943
72 | 446294.9234 | 114255.8943 | 446289.5371 | 114256.3573 | 446283.9593 | 114253.1763 | 446261.0164 | 114252.7187 | 446240.5633 | 114276.7863 | 446221.4926 | 114301.0449 | 446212.3633 | 114311.1764 | 446205.3039 | 114321.3951 | 446203.4302 | 114324.9466 | 446200.8374 | 114327.6483 | 446196.0657 | 114334.6423 | 446195.3467 | 114336.6033 | 446189.2896 | 114346.5387 | 446183.2877 | 114358.8366 | 446178.5045 | 114358.3261 | 446162.1633 | 114358.6965 | 446144.7328 | 114358.7401 | 446135.7996 | 114359.1322 | 446119.1901 | 114359.0104 | 446115.539 | 114359.6479 | 446112.6617 | 114360.522 | 446091.3154 | 114360.5019 | 446086.5583 | 114360.2434 | 446083.7164 | 114359.9923 | 446072.8317 | 114360.5049 | 446055.3088 | 114360.2721 | 446050.6893 | 114360.9592 | 446034.9453 | 114361.007 | 446034.0013 | 114361.8899 | 446032.3795 | 114362.4556 | 446028.4032 | 114362.6169 | 446027.3836 | 114362.5958 | 446025.3128 | 114362.395 | 446018.081 | 114370.227 | 446019.2328 | 114391.357 | 446019.3846 | 114419.3695 | 446016.8578 | 114420.2481 | 446013.0147 | 114420.4356 | 446012.9407 | 114420.9563 | 446016.4692 | 114421.4411
73 | 446016.4692 | 114421.4411 | 446015.9243 | 114420.3347 | 446016.2507 | 114423.4642 | 445945.1975 | 114427.0326 | 445939.7154 | 114431.8055 | 445876.5347 | 114435.3666 | 445874.4495 | 114441.3938 | 445873.3962 | 114455.0506 | 445876.0078 | 114479.2762 | 445880.3477 | 114513.5882 | 445869.6054 | 114518.2431 | 445778.3921 | 114519.6888 | 445780.7438 | 114590.1344 | 445782.7612 | 114600.4668 | 445782.9096 | 114602.5042
74 | 445782.9096 | 114602.5042 | 445784.0651 | 114602.2819 | 445777.8692 | 114600.8885 | 445755.4028 | 114600.3642 | 445741.3314 | 114598.0966 | 445724.9828 | 114600.238 | 445690.7181 | 114597.0241 | 445671.7527 | 114598.3338 | 445637.9637 | 114600.0194 | 445632.0257 | 114599.1766 | 445629.9778 | 114598.7281
75 | 445782.9096 | 114602.5042 | 445780.3324 | 114594.5857 | 445775.1966 | 114596.5151 | 445763.1543 | 114597.8286 | 445715.9264 | 114598.5049 | 445706.6046 | 114537.5431 | 445706.475 | 114529.2265 | 445703.4178 | 114497.6768 | 445704.5201 | 114469.0882 | 445704.5201 | 114435.513 | 445704.0639 | 114432.1373 | 445703.7616 | 114417.2476 | 445702.4684 | 114414.7555 | 445702.3109 | 114413.1054 | 445696.9721 | 114411.6043 | 445697.9475 | 114411.8115
76 | 445697.9475 | 114411.8115 | 445695.8465 | 114412.185 | 445708.3414 | 114412.2622 | 445708.6341 | 114322.7754 | 445729.1814 | 114324.9102 | 445730.4775 | 114323.4997 | 445731.4491 | 114200.8868 | 445738.3068 | 114177.7979 | 445738.6974 | 114175.4542 | 445744.8692 | 114165.2981 | 445744.6348 | 114163.1107 | 445743.7755 | 114161.0795 | 445741.1974 | 114157.9545 | 445738.6974 | 114156.4702 | 445736.8225 | 114155.4546
77 | 448635.6876 | 114002.5235 | 448656.1476 | 114011.5398 | 448645.1857 | 114061.2989 | 448635.5536 | 114106.7299 | 448676.498 | 114120.7546 | 448704.3367 | 114129.5682 | 448732.18 | 114142.4172 | 448739.3656 | 114144.6367
78 | 448739.3656 | 114144.6367 | 448738.8934 | 114145.9456 | 448737.4333 | 114148.0783 | 448723.8549 | 114149.7836 | 448710.4959 | 114188.1071 | 448702.6222 | 114193.4371 | 448698.5537 | 114214.5142 | 448695.176 | 114215.9268
79 | 448498.827 | 115148.5029 | 448507.5476 | 115222.3227 | 448527.2067 | 115457.8136
80 | 448527.2067 | 115457.8136 | 448525.5251 | 115473.4657 | 448518.4378 | 115505.3551 | 448517.3799 | 115506.9202 | 448515.6403 | 115507.4219 | 448444.5885 | 115490.0629 | 448438.5719 | 115489.7439 | 448433.3828 | 115489.6664 | 448412.6005 | 115488.1407 | 448369.5447 | 115481.2362 | 448365.7864 | 115481.7534 | 448360.7352 | 115481.8654 | 448355.3737 | 115480.6673 | 448337.8756 | 115476.2712 | 448332.4451 | 115475.5644 | 448309.7234 | 115478.5899 | 448302.8362 | 115477.6849 | 448300.848 | 115477.9195
81 | 448527.2067 | 115457.8136 | 448540.6988 | 115604.6895 | 448559.7784 | 115810.6371
82 | 448559.7784 | 115810.6371 | 448382.1173 | 115766.7647
83 | 448559.7784 | 115810.6371 | 448596.4166 | 116198.5957
84 | 448389.6268 | 116184.7286 | 448391.2832 | 116183.7311 | 448392.6749 | 116183.8428 | 448392.4057 | 116191.4442 | 448392.2079 | 116194.0955 | 448358.5738 | 116192.254 | 448350.8085 | 116192.4109 | 448333.683 | 116192.1755 | 448325.7869 | 116191.4435 | 448272.4756 | 116190.1362 | 448247.0357 | 116189.3257 | 448236.2636 | 116189.1688 | 448223.3476 | 116188.5936 | 448206.4388 | 116186.054 | 448196.1755 | 116184.0333 | 448161.3924 | 116174.1811 | 448119.5952 | 116166.7151 | 448117.4052 | 116165.9859 | 448111.365 | 116147.1263 | 448105.1007 | 116123.8826 | 448107.2018 | 116118.1365 | 448097.8869 | 116088.4027 | 448097.5732 | 116086.8026 | 448091.659 | 116063.3027 | 448085.7605 | 116031.5669 | 448082.4818 | 116002.1529 | 448080.3169 | 115974.135 | 448081.2045 | 115950.5095 | 448081.9648 | 115941.2349 | 448082.1265 | 115934.5328 | 448083.6122 | 115907.2322 | 448075.9933 | 115897.1861 | 448070.6682 | 115891.5429 | 448066.6941 | 115887.9304 | 448066.1537 | 115887.4467 | 448060.6762 | 115884.0914 | 448058.9264 | 115882.5661
85 | 448596.4166 | 116198.5957 | 448610.6519 | 116372.8365
86 | 448635.6876 | 114002.5235 | 448654.9971 | 114012.115 | 448620.5801 | 114173.986 | 448612.9503 | 114172.0437 | 448602.4411 | 114223.0827 | 448600.3195 | 114227.1798 | 448594.3461 | 114230.2367 | 448539.8466 | 114224.2935 | 448498.0928 | 114221.1235 | 448468.6069 | 114217.1654 | 448417.7654 | 114216.3703 | 448377.761 | 114217.9847 | 448369.4403 | 114221.9786 | 448358.0089 | 114226.0868 | 448323.4782 | 114220.227 | 448311.8659 | 114228.7289 | 448311.389 | 114234.4528 | 448312.7396 | 114237.1214
87 | 448312.7396 | 114237.1214 | 448312.3578 | 114234.483 | 448316.4828 | 114230.06 | 448323.054 | 114222.4567 | 448331.5081 | 114221.8466 | 448338.5835 | 114222.7624 | 448350.5309 | 114226.0828 | 448359.2784 | 114228.8654 | 448365.0182 | 114233.1887 | 448366.3348 | 114253.7397 | 448366.3846 | 114256.826 | 448373.1599 | 114278.8262 | 448376.472 | 114299.2937 | 448377.5321 | 114310.4931 | 448378.1748 | 114360.6685 | 448378.1304 | 114391.5154 | 448379.4573 | 114427.4461 | 448369.0683 | 114427.1678 | 448366.8217 | 114427.6489
88 | 448635.6876 | 114002.5235 | 448653.9105 | 114012.8181 | 448619.4592 | 114176.1901 | 448612.7479 | 114224.3836 | 448611.4056 | 114237.4866 | 448610.319 | 114242.7917 | 448605.8448 | 114263.6926 | 448603.3521 | 114280.4388 | 448602.7768 | 114283.1873 | 448597.4078 | 114303.9603 | 448595.2346 | 114321.6014 | 448588.5233 | 114356.3723 | 448587.3089 | 114366.4712 | 448581.3961 | 114427.8959 | 448525.8604 | 114424.5851 | 448515.142 | 114423.3619
89 | 448515.142 | 114423.3619 | 448525.2196 | 114425.6531 | 448581.7165 | 114428.8571 | 448572.0585 | 114531.2025 | 448603.756 | 114535.749 | 448616.0359 | 114537.3676 | 448618.3785 | 114537.6454 | 448635.3002 | 114540.0243 | 448663.9706 | 114538.0233 | 448667.0696 | 114536.9159 | 448678.2631 | 114532.9464 | 448713.6045 | 114532.1834 | 448726.2984 | 114533.1832 | 448772.0099 | 114555.3241
90 | 448772.0099 | 114555.3241 | 448771.1226 | 114557.7152 | 448766.1577 | 114588.2179 | 448795.1527 | 114593.6613 | 448790.4279 | 114625.4572
91 | 448408.9975 | 114617.4078 | 448408.605 | 114614.6414 | 448413.9888 | 114605.2412 | 448493.4636 | 114612.6759 | 448505.4275 | 114613.9578 | 448565.124 | 114620.3424 | 448562.1728 | 114667.047 | 448567.083 | 114672.0745 | 448573.6675 | 114671.8033
92 | 448573.6675 | 114671.8033 | 448576.014 | 114669.8023 | 448624.6505 | 114676.1118 | 448674.503 | 114685.0357 | 448663.5799 | 114761.9038 | 448702.9919 | 114767.9665 | 448735.2281 | 114773.794 | 448735.4487 | 114784.7675 | 448729.0681 | 114792.4275 | 448682.7812 | 114828.4279 | 448679.6111 | 114826.4544
93 | 448679.6111 | 114826.4544 | 448682.8387 | 114828.7467 | 448729.4244 | 114792.6879 | 448735.5951 | 114785.1612 | 448754.6267 | 114828.8002 | 448823.0822 | 114798.8156 | 448833.4183 | 114848.2175 | 448860.5478 | 114875.073 | 448864.988 | 114879.8992 | 448880.0196 | 114898.5741 | 448899.6358 | 114901.8079 | 448904.2251 | 114902.6474
94 | 448904.2251 | 114902.6474 | 448892.0298 | 114912.5104 | 448921.5894 | 114949.5868 | 448967.902 | 114910.106 | 448966.5304 | 114908.7055 | 448964.4853 | 114904.6179
95 | 448679.6111 | 114826.4544 | 448682.9057 | 114829.3036 | 448729.8675 | 114793.0638 | 448737.3614 | 114783.9559 | 448757.8319 | 114777.4377 | 448806.607 | 114746.7049 | 448843.9464 | 114727.1233 | 448886.3605 | 114705.5988 | 448927.7365 | 114690.5939 | 448971.3076 | 114677.7348 | 449001.6994 | 114645.8787 | 449016.6969 | 114619.7134 | 449020.9949 | 114611.7072 | 449053.9884 | 114616.5536 | 449077.1935 | 114621.4753 | 449080.3874 | 114610.0257 | 449085.4587 | 114596.3785 | 449088.2579 | 114597.1366
96 | 448635.6876 | 114002.5235 | 448652.5833 | 114013.5625 | 448626.1778 | 114138.7905 | 448617.3382 | 114174.3756 | 448608.6119 | 114238.5196 | 448603.2854 | 114261.2986 | 448600.2256 | 114282.7177 | 448594.7858 | 114302.7768 | 448592.6325 | 114321.7027 | 448586.0595 | 114354.7946 | 448564.3004 | 114673.9277 | 448576.1999 | 114675.1744 | 448580.2797 | 114672.2278 | 448624.7045 | 114678.3476 | 448671.6225 | 114686.6205 | 448659.8364 | 114764.3639 | 448703.8078 | 114771.1636 | 448732.5431 | 114776.1925 | 448732.5933 | 114786.3496 | 448752.7657 | 114833.1543 | 448820.3095 | 114803.9155 | 448829.9425 | 114850.3802 | 448858.7279 | 114878.8257 | 448879.0137 | 114903.1913 | 448904.2251 | 114902.6474
97 | 449146.2801 | 114509.6775 | 449144.8505 | 114506.517 | 449144.5126 | 114501.5292 | 449146.9486 | 114498.6837 | 449156.1391 | 114506.7911 | 449162.1726 | 114511.3668 | 449186.3641 | 114536.0363 | 449173.0273 | 114550.2907 | 449147.6562 | 114572.5098 | 449118.4054 | 114577.4368 | 449091.8242 | 114583.2274 | 449085.7398 | 114596.0976 | 449088.2579 | 114597.1366
98 | 448635.6876 | 114002.5235 | 448657.0647 | 114011.1974 | 448622.7778 | 114170.4887 | 448623.9207 | 114175.346 | 448615.2061 | 114239.4912 | 448609.2059 | 114264.9206 | 448606.4915 | 114284.7785 | 448601.0627 | 114303.922 | 448598.7769 | 114323.3513 | 448591.6338 | 114359.4954 | 448565.2928 | 114677.531 | 448576.8336 | 114678.2174 | 448582.6318 | 114675.0457 | 448624.4087 | 114680.8439 | 448668.3662 | 114688.7731 | 448656.2742 | 114766.8757 | 448703.3042 | 114774.0615 | 448729.3714 | 114778.6704 | 448729.3714 | 114787.0951 | 448751.1271 | 114837.5942 | 448817.6828 | 114808.8509 | 448826.3058 | 114852.2632 | 448855.9412 | 114881.3039 | 448877.3996 | 114906.6773 | 448904.2251 | 114902.6474
99 | 448635.6876 | 114002.5235 | 448658.4907 | 114005.478 | 448660.0526 | 114000.3483 | 448672.9414 | 113994.9234 | 448684.0909 | 113992.71 | 448699.6626 | 113987.7844 | 448718.3611 | 114006.587 | 448721.7087 | 114010.0117 | 448771.0985 | 114047.9023 | 448773.7214 | 114049.4421 | 448869.2923 | 114191.3408 | 448881.83 | 114184.6297 | 448883.0428 | 114186.6051 | 448883.662 | 114188.0543
100 | 449612.3727 | 114627.6414 | 449604.1093 | 114629.1021 | 449525.6559 | 114639.2112 | 449513.6062 | 114597.146 | 449511.8491 | 114597.6454 | 449509.1636 | 114597.5575
101 | 449509.1636 | 114597.5575 | 449511.9226 | 114597.833 | 449513.4585 | 114597.3922 | 449525.5397 | 114639.5693 | 449489.6444 | 114747.6216 | 449488.4817 | 114748.956 | 449486.7708 | 114749.3158 | 449461.3054 | 114739.9747 | 449460.5648 | 114739.7276 | 449456.1225 | 114756.6288 | 449454.0325 | 114767.4717 | 449448.581 | 114784.5877 | 449448.8048 | 114786.5658
102 | 449448.8048 | 114786.5658 | 449449.1152 | 114784.5513 | 449455.1454 | 114768.1255 | 449457.0992 | 114756.7042 | 449461.4904 | 114737.7906 | 449441.2808 | 114732.2972 | 449415.6654 | 114726.961 | 449412.0645 | 114725.4713 | 449398.8359 | 114723.4545 | 449393.6195 | 114725.6043 | 449372.7912 | 114720.2264 | 449369.364 | 114721.6497 | 449355.543 | 114723.4475 | 449343.0977 | 114728.1361 | 449311.636 | 114711.5958 | 449295.2309 | 114701.8586 | 449281.3498 | 114692.2643 | 449268.7521 | 114688.8324 | 449239.5627 | 114683.2935 | 449226.6304 | 114681.6704 | 449203.8448 | 114678.4498 | 449202.8725 | 114678.4498 | 449190.5992 | 114676.6525 | 449159.9442 | 114685.7801 | 449157.1993 | 114698.0678 | 449156.4219 | 114699.7307 | 449147.4467 | 114743.5521 | 449141.5947 | 114770.6826 | 449139.3604 | 114777.713 | 449134.9457 | 114781.1837
103 | 449134.9457 | 114781.1837 | 449125.5287 | 114781.1011 | 449116.857 | 114816.3018 | 449114.1495 | 114832.1352 | 449110.3597 | 114848.374 | 449103.5115 | 114872.7371 | 449057.5468 | 114861.8761 | 449043.7697 | 114848.213 | 449000.9988 | 114883.7629 | 448970.2517 | 114910.0027 | 448921.3921 | 114950.7352 | 448889.4842 | 114911.0412 | 448904.2251 | 114902.6474
104 | 451713.3487 | 112433.0259 | 451714.7419 | 112437.4701 | 451729.0692 | 112467.6567 | 451781.1641 | 112549.6831 | 451788.4752 | 112569.462 | 451795.9179 | 112578.3583 | 451798.9888 | 112583.6381 | 451801.0434 | 112589.1565 | 451807.4009 | 112599.8793 | 451810.7824 | 112602.1428 | 451814.4803 | 112605.7234 | 451825.207 | 112620.8391 | 451827.9819 | 112626.319 | 451827.0532 | 112628.564 | 451825.2968 | 112630.1564
105 | 451825.2968 | 112630.1564 | 451827.241 | 112628.8086 | 451828.2215 | 112626.2993 | 451825.3854 | 112620.6988 | 451814.6066 | 112605.483 | 451810.8734 | 112602.0151 | 451807.5021 | 112599.7781 | 451801.2263 | 112589.0225 | 451799.1952 | 112583.569 | 451796.2904 | 112578.5092 | 451788.7788 | 112569.2911 | 451781.5619 | 112549.3799 | 451730.9182 | 112466.4087 | 451716.6019 | 112436.9865 | 451713.3487 | 112433.0259
106 | 451825.2968 | 112630.1564 | 451827.2984 | 112629.5791 | 451834.5165 | 112624.8908 | 451845.4324 | 112645.1173 | 451882.1022 | 112623.1819 | 451884.6543 | 112630.3681 | 451890.39 | 112637.9951 | 451892.2356 | 112640.8401 | 451897.9234 | 112649.0741 | 451898.4061 | 112652.926
107 | 451898.4061 | 112652.926 | 451898.5316 | 112648.8606 | 451893.4822 | 112641.6163 | 451921.5723 | 112624.915 | 451927.1957 | 112623.2343 | 451932.3757 | 112621.8698 | 451936.0962 | 112621.6789 | 451946.2569 | 112623.4807 | 451970.5071 | 112627.5579 | 451981.7036 | 112627.8913 | 451988.1155 | 112628.8529 | 451990.7846 | 112629.779 | 452000.2477 | 112651.1042 | 452002.771 | 112658.6416 | 452011.0374 | 112687.142 | 452012.3955 | 112695.9828 | 452014.1442 | 112708.3892 | 452019.4028 | 112736.8985 | 452035.2802 | 112735.8006 | 452058.1288 | 112731.7544 | 452072.0412 | 112728.3664 | 452100.2954 | 112721.5887 | 452109.7404 | 112718.7833 | 452116.6957 | 112717.6881 | 452145.0926 | 112710.8778 | 452164.559 | 112706.8547 | 452172.2966 | 112705.9892 | 452182.7599 | 112703.4645 | 452185.7177 | 112703.619 | 452187.0727 | 112705.0003 | 452186.9089 | 112705.8722
108 | 452156.5571 | 111087.1241 | 452158.522 | 111086.2127 | 452158.4191 | 111083.9202 | 452161.4096 | 111074.22 | 452160.8353 | 111065.7506 | 452163.5442 | 111061.4004 | 452184.8761 | 111019.0504 | 452186.2187 | 111015.7035 | 452186.1886 | 111008.1945 | 452193.2809 | 111004.3907 | 452193.8072 | 111003.595 | 452193.8604 | 111002.8754 | 452189.9002 | 110999.4341 | 452172.1104 | 110973.3134 | 452159.3695 | 110953.4975 | 452133.9166 | 110915.9651 | 452124.3161 | 110900.7443 | 452118.239 | 110889.8647 | 452110.499 | 110874.9991 | 452108.1135 | 110871.3253 | 452106.2837 | 110866.7837 | 452104.3862 | 110862.5324 | 452098.5 | 110850.1908 | 452093.1922 | 110842.5653 | 452090.7352 | 110838.4713 | 452090.4333 | 110837.9689 | 452088.9527 | 110835.6783 | 452087.5412 | 110832.7009 | 452085.8101 | 110829.2601 | 452076.2104 | 110808.7894 | 452074.2658 | 110803.1517 | 452073.5814 | 110800.8664 | 452070.0537 | 110793.5018 | 452066.42 | 110789.78 | 452063.8835 | 110785.0369 | 452059.8194 | 110776.3122 | 452058.3214 | 110772.5781 | 452056.3149 | 110762.3546 | 452048.891 | 110752.7799 | 452039.8187 | 110731.9496 | 452037.4673 | 110723.447 | 452031.9984 | 110712.4547 | 452024.0106 | 110717.1249 | 452015.2068 | 110704.3367 | 452008.7431 | 110694.366 | 452007.651 | 110691.5014 | 452000.9616 | 110682.8718 | 451988.9198 | 110668.966 | 451978.0512 | 110653.7446 | 451973.9174 | 110646.7466 | 451968.1491 | 110635.839 | 451966.0436 | 110631.0861 | 451961.576 | 110620.406 | 451954.2224 | 110607.5161 | 451952.0094 | 110604.8219 | 451950.456 | 110603.2071 | 451950.9236 | 110602.0448 | 451955.8523 | 110595.6483 | 451955.0806 | 110590.1778 | 451948.6913 | 110581.2033 | 451940.5247 | 110570.9604 | 451939.0072 | 110569.8326 | 451938.0885 | 110563.7934 | 451936.8011 | 110561.1886 | 451927.3564 | 110552.3166 | 451921.8125 | 110547.5671 | 451916.0081 | 110542.9547 | 451900.1853 | 110531.7714 | 451885.202 | 110520.3006 | 451879.6094 | 110515.3242 | 451877.1311 | 110514.3336 | 451869.9081 | 110509.615 | 451862.921 | 110506.9291 | 451850.9933 | 110501.1309 | 451844.4633 | 110497.8768 | 451831.4392 | 110491.0424 | 451826.2804 | 110486.9045 | 451823.9449 | 110483.1164 | 451818.3417 | 110478.4329 | 451809.0372 | 110474.1911 | 451799.5358 | 110469.1158 | 451789.6927 | 110459.0182 | 451787.9185 | 110455.9953 | 451787.0157 | 110452.1452 | 451788.479 | 110445.3569 | 451789.6879 | 110438.7538 | 451769.8704 | 110419.5658 | 451756.5405 | 110406.9864 | 451737.1594 | 110386.6323 | 451725.9081 | 110375.93 | 451718.8768 | 110365.4306 | 451709.6895 | 110353.0954 | 451698.9044 | 110336.703 | 451685.3007 | 110318.2517 | 451682.1909 | 110312.6543 | 451670.3266 | 110294.1792 | 451655.1619 | 110264.0463 | 451646.5396 | 110251.1361 | 451642.17 | 110246.3027 | 451639.8149 | 110243.0191 | 451627.7556 | 110228.4186 | 451618.1731 | 110221.0326 | 451613.9158 | 110215.6088 | 451607.0036 | 110205.2902 | 451597.568 | 110190.7528 | 451584.5542 | 110164.9109 | 451578.0297 | 110153.0567 | 451568.2959 | 110140.7641 | 451560.8173 | 110130.5023 | 451558.2916 | 110128.7721 | 451554.4501 | 110129.0067 | 451546.0439 | 110131.2023 | 451541.4695 | 110129.0508 | 451534.2182 | 110129.6017 | 451520.8219 | 110127.134 | 451518.9717 | 110127.3995 | 451518.6382 | 110127.777 | 451515.2411 | 110131.5619
109 | 442079.1218 | 110264.4525 | 442007.1072 | 110313.3004
110 | 448790.4279 | 114625.4572 | 448791.0543 | 114623.0381 | 448795.4327 | 114593.4876 | 448766.3545 | 114588.0569 | 448771.296 | 114558.0153 | 448773.4138 | 114557.9369 | 448775.061 | 114555.8975 | 448773.7276 | 114552.9953 | 448771.0607 | 114552.6032 | 448769.492 | 114553.6228 | 448769.1782 | 114553.7797 | 448767.1299 | 114552.7836
111 | 448767.1299 | 114552.7836 | 448726.2729 | 114532.9153 | 448713.566 | 114531.9741 | 448678.1123 | 114532.7585 | 448663.5229 | 114537.9353 | 448635.7506 | 114539.7546 | 448616.5608 | 114537.2 | 448572.4077 | 114531.0421 | 448571.7056 | 114533.9207 | 448570.9228 | 114538.9213 | 448570.2639 | 114549.6566 | 448566.5384 | 114565.916 | 448566.7983 | 114573.7681 | 448566.1306 | 114583.6716 | 448564.7161 | 114594.1742 | 448561.3525 | 114622.776 | 448549.1924 | 114621.0207 | 448505.5849 | 114616.0957 | 448491.6281 | 114613.6519 | 448414.3176 | 114606.2083 | 448409.1977 | 114615.2777 | 448408.9975 | 114617.4078
112 | 446983.6482 | 109592.7635 | 446983.8582 | 109594.2125 | 446983.7952 | 109594.8215 | 446978.5242 | 109594.3175 | 446965.6825 | 109593.6411 | 446940.23 | 109596.4197 | 446923.484 | 109595.5676 | 446909.1833 | 109595.6417 | 446901.7365 | 109596.0863 | 446892.4743 | 109596.2715 | 446876.7657 | 109601.9029 | 446868.0963 | 109603.496 | 446838.3833 | 109606.9045 | 446820.8222 | 109606.3858 | 446815.7836 | 109605.1261 | 446803.6687 | 109603.8665 | 446792.2948 | 109605.3114 | 446789.2198 | 109606.0894 | 446751.9118 | 109608.6458 | 446748.281 | 109609.6461 | 446740.3155 | 109609.0903 | 446714.6038 | 109612.1654 | 446650.9913 | 109617.945 | 446623.2789 | 109620.7236 | 446609.5709 | 109622.6131 | 446594.418 | 109622.6131 | 446585.9338 | 109619.0564 | 446572.1147 | 109609.572 | 446564.2233 | 109606.571 | 446549.2186 | 109609.9795 | 446530.5091 | 109616.2037 | 446504.4639 | 109630.0969 | 446493.3863 | 109635.469 | 446479.5672 | 109638.6552 | 446468.9342 | 109639.322 | 446453.9295 | 109634.8021 | 446449.9283 | 109633.3572 | 446443.2595 | 109632.7644 | 446431.1446 | 109628.8373 | 446403.4322 | 109616.1666 | 446383.4259 | 109605.9783 | 446371.4222 | 109600.1987 | 446358.6774 | 109595.2342 | 446348.3409 | 109594.0856 | 446342.7836 | 109600.0875 | 446329.2608 | 109607.6454 | 446311.4404 | 109612.3506 | 446288.5073 | 109617.6856 | 446266.6486 | 109616.6483 | 446250.7547 | 109607.4232 | 446243.7155 | 109596.5309 | 446238.2323 | 109589.4916 | 446238.4916 | 109578.0436 | 446238.3805 | 109556.4813 | 446231.0449 | 109548.664 | 446214.2618 | 109526.7683 | 446197.627 | 109502.8348 | 446194.2926 | 109487.4226 | 446188.9205 | 109472.5661 | 446182.3629 | 109465.1564 | 446177.1761 | 109463.7485 | 446169.2107 | 109464.7118 | 446163.1717 | 109462.9705 | 446152.4647 | 109467.7868 | 446147.5743 | 109468.5648 | 446144.8327 | 109469.1576 | 446124.7523 | 109476.0857 | 446099.0776 | 109477.9752 | 446084.7398 | 109474.9001 | 446065.104 | 109464.3413 | 446040.6148 | 109438.4072 | 446019.6823 | 109414.9184 | 445998.6757 | 109404.4707 | 445977.3728 | 109400.9511 | 445970.0742 | 109399.358 | 445964.9985 | 109393.319 | 445948.5119 | 109379.7592 | 445929.6912 | 109358.7526 | 445914.0566 | 109337.1903 | 445876.9339 | 109308.8481 | 445864.4115 | 109300.6233 | 445837.5882 | 109279.7649 | 445818.9898 | 109261.1665 | 445807.7641 | 109245.1244 | 445802.1327 | 109237.9 | 445802.0215 | 109234.9731 | 445801.7622 | 109234.2321
113 | 445801.7622 | 109234.2321 | 445581.8916 | 109111.5232 | 445427.3885 | 108796.4539 | 445135.4613 | 108176.3965
114 | 447180.8461 | 110789.379 | 447164.2308 | 110714.7189 | 447164.4282 | 110713.2057 | 447136.4301 | 110592.0527 | 447127.647 | 110546.1022 | 447111.1991 | 110472.6893
115 | 447111.1991 | 110472.6893 | 447110.3917 | 110469.3057 | 447108.8122 | 110469.0728 | 447087.0453 | 110477.3492 | 447072.2514 | 110483.4116 | 447053.9813 | 110492.3501 | 447050.588 | 110493.6329 | 447040.6564 | 110500.1091 | 447035.3925 | 110504.1387 | 447018.7848 | 110508.0652 | 447004.9646 | 110513.9927 | 446997.2262 | 110518.9999 | 446966.376 | 110532.1593 | 446963.0655 | 110533.1525 | 446954.5202 | 110536.5458 | 446937.0777 | 110544.1601 | 446930.6429 | 110546.7878 | 446908.9953 | 110554.7447 | 446895.7819 | 110561.5041 | 446855.7008 | 110580.5436 | 446825.3333 | 110592.0952 | 446798.9627 | 110603.2139 | 446770.3523 | 110615.5154 | 446753.2066 | 110623.4693 | 446744.7457 | 110625.0764 | 446731.9652 | 110632.1027 | 446730.6245 | 110633.5858 | 446725.3684 | 110637.0978 | 446712.2914 | 110643.5902 | 446694.4087 | 110650.7014 | 446684.2732 | 110653.257 | 446677.0628 | 110653.6014 | 446665.6474 | 110650.3951 | 446655.5871 | 110647.4934 | 446650.172 | 110646.2936 | 446640.3733 | 110646.8225 | 446628.0668 | 110644.8966 | 446618.7783 | 110641.5535 | 446605.7309 | 110635.4015 | 446586.2808 | 110640.3028 | 446576.6127 | 110642.6527 | 446570.509 | 110639.7534 | 446557.7295 | 110623.3499 | 446554.2879 | 110613.189 | 446546.1438 | 110611.4558 | 446539.0445 | 110612.1915 | 446515.5326 | 110615.5445 | 446510.7533 | 110615.8874 | 446507.9707 | 110616.5247 | 446506.9581 | 110617.2243
116 | 449824.2764 | 112550.421 | 449824.9444 | 112548.9397 | 449824.1893 | 112544.8735 | 449778.3185 | 112451.175 | 449764.0713 | 112425.9493 | 449754.1962 | 112412.1198 | 449747.5549 | 112405.9773 | 449742.2307 | 112404.6985 | 449737.0561 | 112405.1119 | 449736.4172 | 112406.7965 | 449735.3338 | 112407.422
117 | 448883.662 | 114188.0543 | 448882.0307 | 114183.2952 | 448869.6499 | 114189.6732 | 448775.2641 | 114049.801 | 448956.0003 | 114072.2525 | 449031.1009 | 114089.1692 | 449075.3221 | 114090.5182 | 449084.7206 | 114086.2989 | 449111.9786 | 114089.5359 | 449125.2741 | 114106.8669 | 449139.7395 | 114132.6309 | 449143.1747 | 114141.66 | 449152.0997 | 114158.6414 | 449164.7351 | 114168.4095 | 449174.2806 | 114179.4665 | 449195.8979 | 114188.3971 | 449197.1222 | 114188.6632 | 449197.9738 | 114189.8254 | 449247.3819 | 114200.8024 | 449248.1697 | 114201.2738 | 449247.442 | 114200.9701 | 449247.4963 | 114203.7859 | 449229.9735 | 114287.0653 | 449239.7945 | 114288.8875 | 449240.5334 | 114283.7561 | 449241.2507 | 114283.411 | 449241.2507 | 114283.411
118 | 449241.2507 | 114283.411 | 449240.6252 | 114284.0206 | 449239.95 | 114288.9389 | 449284.0128 | 114296.6489 | 449286.9187 | 114296.9726
119 | 448050.6286 | 114612.7203 | 448047.6725 | 114614.1491 | 448040.1814 | 114615.5087 | 448014.7759 | 114615.8553 | 447993.3691 | 114617.1349 | 447968.9766 | 114619.3209 | 447958.0199 | 114620.4139 | 447957.3268 | 114619.8807 | 447953.6794 | 114604.7268 | 447953.0031 | 114603.2297 | 447950.7908 | 114602.077 | 447937.173 | 114599.7802 | 447932.7899 | 114599.3393
120 | 447975.7109 | 114947.2057 | 447974.0656 | 114942.589 | 447982.032 | 114939.5138 | 448013.631 | 114927.0832 | 448050.0717 | 114912.1107 | 448042.9641 | 114889.4828 | 448029.9269 | 114855.1964 | 448021.5994 | 114828.4354 | 448001.6165 | 114773.3884 | 447995.9801 | 114759.1826 | 447977.6163 | 114732.3085 | 447965.592 | 114713.2455 | 447951.3305 | 114681.1573 | 447941.593 | 114619.6065 | 447932.7899 | 114599.3393
121 | 448635.6876 | 114002.5235 | 448685.3861 | 113990.936 | 448699.6976 | 113986.0704 | 448710.6894 | 113984.2815 | 448731.7728 | 113984.3851 | 448747.4434 | 113983.8958 | 448763.8887 | 113983.4609 | 448779.9534 | 113982.9988 | 448785.7161 | 113982.7677 | 448796.8064 | 113981.3814 | 448811.8111 | 113981.0009 | 448828.3651 | 113980.7018 | 448831.4911 | 113980.6203 | 448841.1816 | 113982.4143 | 448843.8454 | 113982.4687 | 448859.6112 | 113982.659 | 448875.0507 | 113982.8628 | 448877.9185 | 113982.9036 | 448891.8358 | 113982.5774 | 448907.9142 | 113982.292 | 448918.4201 | 113982.1017 | 448924.8488 | 113981.4222 | 448932.4326 | 113980.6203 | 448940.9543 | 113981.1639 | 448954.1649 | 113981.993 | 448970.8548 | 113982.061 | 448982.1491 | 113982.1561 | 448986.906 | 113982.5367 | 449002.4407 | 113983.855 | 449013.599 | 113984.7792 | 449018.7637 | 113985.6218 | 449033.8634 | 113987.9323 | 449049.8602 | 113988.5847 | 449061.3176 | 113989.0332 | 449070.4187 | 113990.372 | 449082.5749 | 113992.1933 | 449098.7409 | 113994.6782 | 449104.7696 | 113995.5677 | 449115.048 | 113997.6855 | 449131.2564 | 114001.0598 | 449147.8459 | 114004.3919 | 449159.5503 | 114006.7638 | 449164.5342 | 114007.9074 | 449179.5425 | 114011.3383 | 449183.651 | 114012.2843 | 449195.9202 | 114014.4868 | 449211.705 | 114018.6659 | 449226.8968 | 114022.5768 | 449243.0769 | 114027.2925 | 449259.3134 | 114032.0646 | 449275.55 | 114036.865 | 449283.0329 | 114038.9546 | 449286.0967 | 114039.8158 | 449292.1254 | 114041.7642 | 449308.6726 | 114047.1576 | 449324.8809 | 114052.438 | 449326.7728 | 114053.1016 | 449341.5128 | 114056.5889 | 449358.0882 | 114062.5894 | 449374.3953 | 114068.251 | 449391.9167 | 114074.4915 | 449407.6591 | 114079.9131 | 449416.088 | 114082.8215 | 449423.4156 | 114085.0523 | 449426.6206 | 114086.0265 | 449440.3158 | 114091.9705 | 449454.0251 | 114097.9851 | 449462.2305 | 114101.5502 | 449466.6614 | 114104.6491 | 449476.7139 | 114111.1437 | 449486.1311 | 114117.2854 | 449493.7498 | 114122.0427 | 449505.4878 | 114126.3271 | 449520.5385 | 114129.244 | 449527.2873 | 114130.5005 | 449532.0171 | 114133.522 | 449531.65 | 114134.5667 | 449526.2284 | 114134.4962 | 449516.2041 | 114134.3408 | 449499.2898 | 114134.0726 | 449484.1545 | 114133.7761 | 449477.9281 | 114133.6914 | 449476.5869 | 114134.5103 | 449473.5796 | 114140.6237 | 449469.1604 | 114149.9985 | 449463.1035 | 114162.6631 | 449458.0772 | 114173.3651 | 449453.2344 | 114183.4882 | 449451.0319 | 114189.8275 | 449451.5543 | 114191.0276 | 449462.2422 | 114190.7594 | 449473.396 | 114190.4064 | 449476.7139 | 114190.8017 | 449486.7665 | 114190.5617 | 449491.7363 | 114190.6605 | 449494.7295 | 114191.5641 | 449522.4446 | 114197.2964 | 449520.595 | 114206.1206 | 449516.7829 | 114223.769 | 449512.9003 | 114241.3469 | 449508.8482 | 114260.3225 | 449505.9539 | 114274.3847 | 449512.0814 | 114275.6978 | 449518.9855 | 114277.0814 | 449526.9343 | 114278.8886 | 449526.2284 | 114283.8302 | 449525.8754 | 114286.6539 | 449524.4777 | 114293.4733 | 449520.6797 | 114311.2488 | 449519.2114 | 114319.7906 | 449517.1641 | 114327.3018 | 449515.9217 | 114333.4435 | 449514.9334 | 114339.7404 | 449514.0863 | 114344.922 | 449511.7605 | 114353.1959 | 449509.7898 | 114359.6941 | 449503.6999 | 114358.5168
122 | 449503.6999 | 114358.5168 | 449510.0566 | 114360.0485 | 449514.4392 | 114344.8796 | 449515.4275 | 114338.7239 | 449516.2888 | 114333.4152 | 449517.5171 | 114327.4148 | 449519.5785 | 114319.8895 | 449520.9903 | 114311.3617 | 449523.927 | 114297.723 | 449526.2284 | 114286.8233 | 449527.2873 | 114278.7051 | 449516.1758 | 114276.1778 | 449506.4057 | 114274.0741 | 449507.9728 | 114266.1253 | 449510.4013 | 114254.9573 | 449512.505 | 114245.0601 | 449514.8487 | 114234.5416 | 449517.2065 | 114224.0655 | 449519.4796 | 114213.3917 | 449521.8092 | 114202.3932 | 449522.8399 | 114197.0987 | 449517.983 | 114196.0963 | 449508.9047 | 114194.2891 | 449494.8706 | 114191.3806 | 449491.8351 | 114190.477 | 449486.9641 | 114190.3358 | 449480.3989 | 114190.4911 | 449476.488 | 114190.6182 | 449473.5372 | 114190.2229 | 449466.2802 | 114190.4205 | 449454.4345 | 114190.8017 | 449451.7661 | 114190.9006 | 449451.3143 | 114189.8417 | 449453.0085 | 114185.0272 | 449453.5168 | 114183.6435 | 449458.0489 | 114174.071 | 449463.2446 | 114163.1431 | 449468.5956 | 114151.9893 | 449473.9184 | 114140.7225 | 449476.841 | 114134.8209 | 449477.9705 | 114134.1291 | 449483.3074 | 114134.1714 | 449497.2567 | 114134.3973 | 449512.985 | 114134.7221 | 449529.8287 | 114134.8915 | 449533.0477 | 114134.9197 | 449537.7775 | 114135.7386 | 449540.6577 | 114136.8681 | 449546.1076 | 114137.8141 | 449557.0496 | 114139.593 | 449563.2195 | 114140.1719 | 449563.8972 | 114140.2566 | 449565.4644 | 114138.5765 | 449566.0291 | 114139.3671 | 449565.6903 | 114144.9581 | 449563.516 | 114155.0672 | 449561.2994 | 114165.4586 | 449559.0968 | 114176.0335 | 449557.0073 | 114186.1425 | 449555.1733 | 114189.9315
123 | 449555.1733 | 114189.9315 | 449557.2755 | 114186.2414 | 449557.7838 | 114183.7141 | 449560.1557 | 114172.4474 | 449562.3583 | 114161.9712 | 449564.4902 | 114152.1446 | 449565.9727 | 114145.0852 | 449566.2833 | 114139.3954 | 449565.9585 | 114138.9859 | 449566.3115 | 114138.7459 | 449566.6362 | 114139.4095 | 449578.0442 | 114142.0779 | 449592.2335 | 114145.3394 | 449593.1513 | 114145.5229 | 449608.2583 | 114147.6972 | 449621.8829 | 114149.5891 | 449638.0065 | 114151.8622 | 449641.7621 | 114152.4128 | 449652.9018 | 114152.9776 | 449669.9431 | 114153.9659 | 449685.8973 | 114154.8836 | 449692.2594 | 114155.2143 | 449691.6176 | 114161.0968 | 449690.6412 | 114171.2473 | 449689.642 | 114173.8773 | 449687.0692 | 114173.7322 | 449682.4665 | 114173.6192 | 449677.4584 | 114173.0505
124 | 449677.4584 | 114173.0505 | 449682.5653 | 114173.8733 | 449687.0692 | 114174.0145 | 449689.5484 | 114174.2429 | 449687.4555 | 114180.4164 | 449683.835 | 114196.9319 | 449681.3948 | 114208.3798 | 449679.347 | 114217.8315 | 449677.0264 | 114228.4674 | 449674.7258 | 114238.9843 | 449672.3577 | 114249.7252 | 449670.0143 | 114261.0777 | 449667.2754 | 114273.5323 | 449665.6159 | 114281.7654 | 449666.1911 | 114281.8482 | 449666.1122 | 114282.2843 | 449682.6924 | 114286.5127 | 449691.2625 | 114288.7153 | 449693.7897 | 114289.393 | 449697.9038 | 114290.7145
125 | 449697.9038 | 114290.7145 | 449693.2532 | 114289.9012 | 449688.8481 | 114288.7717 | 449674.8847 | 114285.1856 | 449666.8653 | 114283.2231 | 449664.9262 | 114282.5746 | 449664.8212 | 114283.1436 | 449661.0426 | 114298.6822 | 449657.8519 | 114311.3894 | 449655.5464 | 114321.0125 | 449650.2336 | 114343.7672 | 449644.6003 | 114367.2754 | 449645.9695 | 114370.364 | 449646.7178 | 114371.6206 | 449646.6613 | 114375.6585 | 449647.6379 | 114380.1755
126 | 449647.6379 | 114380.1755 | 449646.0966 | 114375.715 | 449646.1389 | 114374.0207 | 449646.2236 | 114371.8888 | 449643.2163 | 114366.6366 | 449640.6609 | 114377.6493 | 449638.1195 | 114388.3795 | 449636.157 | 114396.7096 | 449633.7568 | 114407.1857 | 449631.3707 | 114417.9018 | 449627.5304 | 114434.5761 | 449626.4009 | 114439.5882 | 449624.749 | 114444.9816 | 449622.4194 | 114453.6223 | 449618.565 | 114461.0628 | 449616.1931 | 114465.7644 | 449612.0139 | 114472.499 | 449607.4536 | 114479.7419 | 449605.1804 | 114483.2293 | 449597.2457 | 114491.7429 | 449591.57 | 114497.7434 | 449581.9974 | 114506.5817 | 449579.3431 | 114509.8996 | 449571.1966 | 114516.8319 | 449567.7799 | 114519.3027 | 449564.1372 | 114520.5028 | 449559.4428 | 114521.068
127 | 448635.6876 | 114002.5235 | 448684.9798 | 113991.2799 | 448699.8423 | 113986.2452 | 448706.8277 | 113985.2792 | 448710.9335 | 113984.6475 | 448726.9664 | 113984.6661 | 448733.0229 | 113984.6847 | 448748.4056 | 113984.1459 | 448771.1638 | 113983.5514 | 448785.4689 | 113983.0869 | 448793.699 | 113982.1023 | 448796.9873 | 113981.675 | 448814.0792 | 113981.3406 | 448831.7284 | 113980.9504 | 448836.6145 | 113981.8979 | 448841.2033 | 113982.7711 | 448857.4777 | 113982.994 | 448878.1737 | 113983.2727 | 448898.7397 | 113982.8454 | 448918.3768 | 113982.4553 | 448932.5147 | 113981.0062 | 448939.0171 | 113981.3963 | 448954.0282 | 113982.3438 | 448961.4223 | 113982.3438 | 448982.3784 | 113982.511 | 449004.4121 | 113984.406 | 449013.7197 | 113985.1863 | 449026.4643 | 113987.3042 | 449033.8027 | 113988.326 | 449049.2968 | 113988.939 | 449061.3169 | 113989.4221 | 449071.5162 | 113990.9641 | 449092.2494 | 113994.0666 | 449104.7339 | 113995.943 | 449114.989 | 113998.0423 | 449135.555 | 114002.2596 | 449158.0346 | 114006.7369 | 449179.8824 | 114011.7716 | 449183.6352 | 114012.6447 | 449195.6181 | 114014.7998 | 449200.8385 | 114016.1746 | 449221.7761 | 114021.6365 | 449229.2073 | 114023.5872 | 449243.2524 | 114027.7302 | 449264.8587 | 114034.121 | 449286.075 | 114040.2147 | 449307.4584 | 114047.2 | 449327.1326 | 114053.6466 | 449341.4935 | 114057.065 | 449348.6275 | 114059.7403 | 449371.3671 | 114067.6731 | 449393.9767 | 114075.6431 | 449415.6016 | 114083.1301 | 449426.5627 | 114086.4556 | 449437.8211 | 114091.3974 | 449459.8176 | 114101.058 | 449461.8797 | 114102.0984 | 449477.8198 | 114112.3907 | 449493.3976 | 114122.4535 | 449505.165 | 114126.7673 | 449518.0971 | 114129.241 | 449527.2376 | 114130.9316 | 449531.8635 | 114133.9041 | 449539.4062 | 114135.2789 | 449556.1823 | 114138.0842 | 449565.2484 | 114138.3443 | 449576.6182 | 114141.2796 | 449593.5429 | 114144.9395 | 449615.5208 | 114147.9492 | 449637.9446 | 114151.1818 | 449642.199 | 114151.7577 | 449657.4145 | 114152.4822 | 449671.9977 | 114153.3163 | 449691.0067 | 114154.4116 | 449689.4474 | 114167.7587 | 449689.0204 | 114171.6942 | 449686.5144 | 114178.804 | 449684.361 | 114188.7355 | 449681.9106 | 114200.115 | 449679.7944 | 114210.3435 | 449677.1955 | 114222.3541 | 449674.7822 | 114233.5851 | 449671.942 | 114246.7837 | 449669.5102 | 114258.2931 | 449666.3358 | 114272.9955 | 449663.6255 | 114285.6001 | 449659.8014 | 114300.7851 | 449656.7199 | 114313.7239 | 449653.8982 | 114325.1404 | 449651.3364 | 114335.9816 | 449647.4381 | 114351.742 | 449644.8021 | 114363.3999 | 449641.8319 | 114375.8189 | 449638.8989 | 114389.1104 | 449635.9844 | 114402.1049 | 449632.81 | 114416.2132 | 449629.5428 | 114430.8598 | 449627.4266 | 114440.0488 | 449626.0715 | 114444.5411 | 449623.3241 | 114453.9157 | 449617.0681 | 114466.2419 | 449608.1576 | 114480.1646 | 449605.8743 | 114483.9515 | 449596.2584 | 114494.1986 | 449592.4715 | 114498.2269 | 449582.6885 | 114507.1931 | 449580.0896 | 114510.6088 | 449571.8845 | 114517.4773 | 449568.2089 | 114520.0762 | 449564.1064 | 114521.5798 | 449559.4428 | 114521.068
128 | 447111.1991 | 110472.6893 | 447110.3451 | 110469.0049 | 447108.7205 | 110468.8934 | 447088.9247 | 110476.3508 | 447073.1274 | 110482.8189 | 447053.9051 | 110492.2074 | 447050.3477 | 110493.5023 | 447041.2569 | 110498.8414 | 447030.4626 | 110466.5557 | 447019.4994 | 110435.5447 | 447012.1884 | 110395.5026 | 447008.4929 | 110352.1894 | 447006.4567 | 110335.3905 | 447005.6931 | 110319.2916 | 447004.9931 | 110276.2445 | 447008.1569 | 110231.584 | 447011.6198 | 110171.9166
129 | 448695.176 | 114215.9268 | 448699.6826 | 114195.037 | 448626.3414 | 114178.1773 | 448618.2592 | 114239.3757 | 448612.717 | 114264.9587 | 448610.1826 | 114283.6849 | 448604.544 | 114304.0705 | 448602.2386 | 114323.9328 | 448595.5048 | 114358.1522 | 448581.4639 | 114530.9185 | 448571.071 | 114662.6469 | 448557.42 | 114660.7421 | 448554.0106 | 114696.9479 | 448542.3655 | 114822.7791 | 448541.0664 | 114822.8133 | 448491.2363 | 114818.8172 | 448449.2846 | 114817.2122 | 448411.1614 | 114818.604 | 448354.4611 | 114823.5632 | 448332.1757 | 114815.481 | 448314.7856 | 114810.3358 | 448296.3716 | 114822.0185 | 448288.1233 | 114829.9342 | 448283.5556 | 114833.0785 | 448271.1595 | 114828.2236 | 448266.578 | 114827.5502 | 448262.9375 | 114828.3497 | 448246.8121 | 114836.5296 | 448243.213 | 114835.4994 | 448228.1774 | 114833.457 | 448213.5734 | 114821.3596 | 448208.8522 | 114815.7412 | 448198.0073 | 114811.6535 | 448192.0294 | 114789.9869 | 448187.55 | 114771.9192 | 448183.6365 | 114771.4626 | 448179.7726 | 114769.8215
130 | 448179.7726 | 114769.8215 | 448186.6456 | 114773.3661 | 448197.1435 | 114812.7506 | 448207.7787 | 114816.7302 | 448212.7189 | 114822.4251 | 448227.6082 | 114834.7757 | 448243.2522 | 114836.9027 | 448246.5456 | 114837.9319 | 448263.1502 | 114829.4238 | 448266.5809 | 114828.6004 | 448270.7664 | 114829.2179 | 448283.5972 | 114834.2268 | 448289.0863 | 114830.7274 | 448297.4572 | 114822.5624 | 448314.8852 | 114811.5155 | 448332.5876 | 114816.7988 | 448354.2011 | 114824.8952 | 448410.3959 | 114819.7492 | 448448.4081 | 114818.3769 | 448490.0568 | 114819.7492 | 448542.2721 | 114824.1405 | 448541.27 | 114835.4599 | 448540.4668 | 114836.6777 | 448540.3372 | 114837.8954 | 448541.0886 | 114838.025 | 448541.0627 | 114839.3205 | 448541.7105 | 114842.2484 | 448548.5508 | 114842.3002 | 448548.5508 | 114843.2329 | 448545.3379 | 114866.1116 | 448546.8666 | 114869.9982 | 448546.288 | 114878.6317 | 448546.5039 | 114911.9209 | 448545.9598 | 114915.1337 | 448545.6488 | 114919.6162 | 448542.255 | 114922.583 | 448542.0722 | 114934.0997 | 448543.3519 | 114938.8527 | 448541.505 | 114957.2789 | 448534.9677 | 114975.6746 | 448527.0622 | 114994.6783 | 448513.8355 | 115071.3016 | 448515.1092 | 115125.768 | 448514.5957 | 115127.6508 | 448512.827 | 115131.9299 | 448504.5617 | 115144.4282 | 448501.8726 | 115147.5628 | 448498.827 | 115148.5029
131 | 448366.8217 | 114427.6489 | 448379.4504 | 114427.5326 | 448377.947 | 114457.9457 | 448349.3449 | 114456.8601 | 448347.1551 | 114456.865 | 448333.979 | 114456.892 | 448321.9338 | 114452.1746 | 448309.2712 | 114447.847 | 448294.651 | 114441.3734 | 448289.5749 | 114438.8407 | 448286.2364 | 114436.7028 | 448277.6585 | 114429.617 | 448264.3616 | 114417.706 | 448259.0323 | 114411.8516 | 448252.037 | 114406.008 | 448242.5068 | 114400.2716 | 448238.2719 | 114405.1121 | 448219.8573 | 114418.9852 | 448212.2449 | 114423.0741 | 448198.4276 | 114428.8977 | 448193.2137 | 114431.3204 | 448193.9601 | 114432.6634 | 448187.4428 | 114458.7493 | 448184.2164 | 114476.3231 | 448182.2555 | 114484.4414 | 448179.9024 | 114490.9125 | 448178.765 | 114497.5797 | 448177.5732 | 114503.5578 | 448174.2157 | 114516.6008 | 448167.2382 | 114546.4368 | 448163.3598 | 114560.4573 | 448162.4385 | 114566.7892 | 448144.9585 | 114564.0947 | 448136.2127 | 114562.8397 | 448125.4668 | 114562.173 | 448094.9765 | 114561.8369 | 448079.9338 | 114561.9769 | 448058.6152 | 114564.9672 | 448050.5705 | 114566.7812 | 448049.8645 | 114567.058 | 448049.3501 | 114567.3954 | 448047.7929 | 114568.8436 | 448047.5655 | 114566.858 | 448043.6861 | 114552.6164 | 448036.1772 | 114538.9355 | 448031.6247 | 114531.567 | 448025.2887 | 114524.3393 | 448018.1079 | 114519.0827 | 448009.072 | 114514.9863 | 447996.0393 | 114510.5824 | 447989.3798 | 114509.007 | 448028.0405 | 114386.4378 | 448037.5022 | 114352.3756 | 448031.7305 | 114350.8617 | 448028.6624 | 114352.6947
132 | 448028.6624 | 114352.6947 | 448029.8593 | 114352.5258 | 448034.9022 | 114354.0606 | 448026.7757 | 114383.5267 | 447986.4063 | 114509.7354 | 447987.0833 | 114510.9766 | 447995.2677 | 114512.9834 | 448008.5742 | 114517.4434 | 448016.9996 | 114521.1234 | 448023.1514 | 114525.8248 | 448029.0091 | 114532.5405 | 448033.9407 | 114540.4075 | 448041.1448 | 114553.5357 | 448043.921 | 114562.6123 | 448045.1862 | 114567.5243 | 448045.4034 | 114572.0863 | 448046.2449 | 114576.9192 | 448049.5129 | 114589.8427 | 448051.2908 | 114600.6671 | 448052.4935 | 114610.4457 | 448049.1469 | 114611.753 | 448050.6286 | 114612.7203
133 | 444886.3098 | 114724.6939 | 444879.4173 | 114722.9803 | 444860.2004 | 114720.0706 | 444839.3192 | 114716.4285 | 444790.344 | 114700.7636 | 444744.8837 | 114689.0126 | 444683.0904 | 114665.9023 | 444655.2939 | 114655.89 | 444647.8874 | 114652.3614 | 444639.293 | 114650.4749 | 444630.6987 | 114650.0207 | 444617.7508 | 114647.4529 | 444601.9994 | 114646.8932 | 444594.9366 | 114648.2258 | 444588.6919 | 114651.2652 | 444585.1703 | 114654.7138 | 444579.6573 | 114657.0453 | 444573.9257 | 114656.8268 | 444554.7499 | 114653.028 | 444531.6491 | 114652.483 | 444521.1243 | 114651.2643 | 444512.9619 | 114650.1709 | 444498.3307 | 114646.3303 | 444484.4978 | 114645.2623 | 444455.5569 | 114649.3486 | 444438.7024 | 114657.6093 | 444433.9886 | 114660.4169 | 444415.1607 | 114673.8173 | 444404.0171 | 114682.2645 | 444389.6343 | 114694.6344 | 444384.7962 | 114700.3736 | 444374.0007 | 114711.0946 | 444369.2843 | 114715.1554 | 444360.8155 | 114723.003 | 444351.7806 | 114731.2671 | 444340.0199 | 114744.6853 | 444312.2131 | 114776.2797 | 444285.7127 | 114805.8975 | 444266.9557 | 114824.8166 | 444260.8551 | 114832.1825 | 444251.985 | 114846.1924 | 444231.0285 | 114862.3955 | 444220.2425 | 114879.7245 | 444218.2941 | 114884.3238 | 444216.9054 | 114889.85 | 444215.4703 | 114900.6665 | 444211.5582 | 114913.6243 | 444200.2568 | 114934.8427 | 444194.1283 | 114945.0873 | 444188.2992 | 114953.0271 | 444179.4305 | 114962.639 | 444176.1109 | 114968.9809 | 444172.494 | 114980.1287 | 444170.9581 | 114987.7588 | 444169.0175 | 115000.4678 | 444165.5297 | 115017.8801 | 444164.1415 | 115035.6027 | 444162.7995 | 115039.9524 | 444158.6812 | 115047.0322 | 444152.9208 | 115055.0398 | 444140.805 | 115068.8855 | 444136.8255 | 115074.0797 | 444133.904 | 115083.4165 | 444132.557 | 115092.0174 | 444131.7026 | 115102.6931 | 444128.0733 | 115118.6574 | 444127.1361 | 115132.6659 | 444123.1991 | 115139.6681 | 444114.774 | 115145.6613 | 444104.1818 | 115154.3492 | 444089.8847 | 115161.0514 | 444075.4953 | 115166.2076 | 444063.211 | 115174.414 | 444042.7624 | 115180.0825 | 444035.7705 | 115178.6071 | 444032.1144 | 115178.4382 | 444002.8384 | 115188.9669 | 443967.6062 | 115204.3786 | 443955.2623 | 115209.1416 | 443936.7278 | 115218.325 | 443903.7744 | 115230.7166 | 443880.4619 | 115240.8912 | 443794.1246 | 115276.4019 | 443791.8896 | 115277.8159 | 443788.5531 | 115286.0772 | 443784.8473 | 115298.7805 | 443778.6792 | 115308.7045 | 443772.6026 | 115316.0635 | 443770.4651 | 115317.743 | 443766.6177 | 115319.3308 | 443759.6527 | 115321.4948 | 443736.5687 | 115336.8231 | 443729.2848 | 115340.5982 | 443716.5381 | 115352.1513 | 443705.579 | 115359.0299 | 443699.8579 | 115363.9143 | 443692.0689 | 115368.2157 | 443680.7341 | 115379.0854 | 443673.2358 | 115384.8981 | 443664.9818 | 115388.967 | 443656.9602 | 115395.9422 | 443652.1938 | 115398.616 | 443640.6362 | 115403.6864 | 443635.0584 | 115404.9341 | 443625.6641 | 115405.8882 | 443615.2057 | 115406.035 | 443602.7896 | 115404.5939 | 443592.2741 | 115405.8972 | 443579.1223 | 115411.5549 | 443574.6199 | 115415.0798 | 443560.2999 | 115424.0839 | 443557.381 | 115426.5277 | 443555.4124 | 115429.786 | 443512.4155 | 115448.433 | 443507.962 | 115448.9994 | 443503.0787 | 115451.2848 | 443483.4455 | 115470.1077 | 443465.2445 | 115471.1277 | 443464.9323 | 115471.3922 | 443464.7918 | 115470.7642 | 443458.146 | 115470.0997 | 443453.0416 | 115469.1089 | 443448.2388 | 115467.0629 | 443446.4082 | 115465.4045 | 443446.4513 | 115463.4016 | 443448.0078 | 115453.6566 | 443451.8686 | 115443.5144 | 443455.8468 | 115436.3434 | 443458.6881 | 115432.3991 | 443464.0773 | 115430.0504 | 443471.2174 | 115435.2726 | 443475.5722 | 115438.3214 | 443477.1942 | 115438.3502
134 | 449173.9156 | 114395.1495 | 449176.9332 | 114396.0774 | 449179.5888 | 114393.4678 | 449248.8956 | 114465.479 | 449211.2058 | 114503.2914 | 449188.264 | 114528.6056 | 449205.6747 | 114542.9155
135 | 449205.6747 | 114542.9155 | 449204.0482 | 114543.249 | 449187.278 | 114529.5628 | 449159.5554 | 114501.7985 | 449153.9779 | 114507.8935 | 449151.3903 | 114505.1335 | 449146.2801 | 114509.6775
136 | 448635.6876 | 114002.5235 | 448685.1452 | 113990.4932 | 448698.9286 | 113985.6052 | 448710.5438 | 113983.5713 | 448736.6918 | 113983.3857 | 448736.8286 | 113983.4199 | 448741.1025 | 113983.2832 | 448785.9336 | 113982.0103 | 448797.1526 | 113980.4076 | 448832.0064 | 113979.6729 | 448841.3201 | 113981.5545 | 448874.1063 | 113981.8859 | 448919.4001 | 113981.0442 | 448932.1667 | 113979.2003 | 448955.1828 | 113980.7279 | 448984.1056 | 113980.7279 | 449014.2571 | 113983.7826 | 449035.1797 | 113986.8504 | 449062.1303 | 113987.8785 | 449096.0003 | 113993.3367 | 449104.8156 | 113994.8466 | 449160.7574 | 114006.3171 | 449183.4182 | 114011.5871 | 449195.6045 | 114013.7018 | 449230.0104 | 114022.5566 | 449278.2471 | 114036.7531 | 449286.1054 | 114038.7633 | 449328.7954 | 114052.445 | 449342.7091 | 114055.8397 | 449415.5897 | 114080.65 | 449415.6089 | 114078.6482 | 449419.1264 | 114065.8828 | 449420.3987 | 114063.3164 | 449421.8365 | 114058.5762 | 449422.5638 | 114050.943 | 449423.6935 | 114042.5868 | 449428.9628 | 114025.9562 | 449429.0083 | 114024.5797 | 449430.5246 | 114017.0005 | 449430.9889 | 114012.3649 | 449428.7757 | 114010.0516 | 449424.7977 | 114002.293 | 449420.3986 | 113992.1635 | 449416 | 113981.0152 | 449409.0828 | 113961.4378 | 449405.6645 | 113948.1026 | 449405.3936 | 113943.5528
137 | 447577.7139 | 114099.8028 | 447534.8159 | 114077.7236 | 447518.4303 | 114067.5263 | 447489.3457 | 114050.2522 | 447469.6785 | 114041.304 | 447445.3484 | 114033.2412 | 447442.8791 | 114032.5436 | 447428.2742 | 114030.031 | 447413.7398 | 114028.0309 | 447401.9611 | 114027.0086 | 447342.9787 | 114025.764 | 447329.1998 | 114024.8306 | 447290.7079 | 114032.6535 | 447328.4887 | 114097.4141 | 447329.4221 | 114109.6817 | 447349.6014 | 114169.553 | 447357.7354 | 114222.8461 | 447372.0921 | 114271.961 | 447372.8032 | 114328.321 | 447369.3363 | 114328.2765 | 447368.254 | 114325.1946
138 | 447580.6908 | 114100.2108 | 447612.7884 | 114116.9352 | 447622.8343 | 114124.3766 | 447628.1363 | 114130.3297 | 447649.3444 | 114152.468 | 447655.8062 | 114162.3196 | 447664.7979 | 114182.3185 | 447667.9157 | 114191.8272 | 447674.2693 | 114204.9954 | 447679.0516 | 114219.4115 | 447681.3445 | 114232.4966 | 447682.9752 | 114254.6911 | 447684.8498 | 114260.0149 | 447688.149 | 114265.1888 | 447692.1128 | 114269.397 | 447703.1589 | 114278.9331 | 447707.0504 | 114286.5014 | 447713.2064 | 114301.0391 | 447717.4394 | 114311.64 | 447719.1628 | 114317.4809 | 447720.7131 | 114324.826 | 447721.5461 | 114336.9331 | 447718.9946 | 114341.324 | 447718.2233 | 114344.1127 | 447716.9785 | 114354.6898 | 447716.242 | 114365.377 | 447717.2728 | 114371.6079 | 447720.6845 | 114382.9 | 447723.4267 | 114388.0554 | 447727.8143 | 114391.5655 | 447767.2793 | 114410.7592 | 447771.2635 | 114411.1996 | 447772.98 | 114413.7616 | 447785.5694 | 114416.8111 | 447815.7641 | 114421.4409 | 447853.4931 | 114430.1991 | 447857.7129 | 114433.5806 | 447863.2667 | 114446.676 | 447865.1313 | 114455.5518 | 447835.316 | 114530.9223 | 447834.988 | 114533.9463
139 | 447834.988 | 114533.9463 | 447834.2111 | 114529.4499 | 447863.9454 | 114455.2683 | 447862.2443 | 114446.8308 | 447856.7874 | 114433.9999 | 447853.398 | 114431.2698 | 447816.0273 | 114422.6002 | 447785.4133 | 114417.5282 | 447772.4508 | 114414.3788 | 447770.9763 | 114412.0982 | 447767.0914 | 114411.6032 | 447727.4049 | 114392.4523 | 447722.7147 | 114388.5805 | 447719.8446 | 114383.383 | 447716.36 | 114371.9939 | 447715.2191 | 114365.5958 | 447716.0822 | 114354.7045 | 447717.3589 | 114343.872 | 447718.1123 | 114340.9377 | 447720.4682 | 114336.3961 | 447719.5278 | 114325.0326 | 447718.1452 | 114317.7212 | 447716.5381 | 114312.1565 | 447712.1022 | 114301.4701 | 447705.8211 | 114286.6602 | 447702.2792 | 114279.623 | 447691.6599 | 114270.1863 | 447687.512 | 114266.0384 | 447683.7413 | 114260.618 | 447681.9973 | 114254.8676 | 447680.3088 | 114232.5416 | 447678.0057 | 114219.3546 | 447673.2129 | 114205.1771 | 447667.0641 | 114192.6383 | 447663.7238 | 114183.0809 | 447654.6943 | 114163.0461 | 447648.4625 | 114153.3317 | 447621.6377 | 114125.3926 | 447612.0624 | 114118.0022 | 447577.7139 | 114099.8028
140 | 449134.9457 | 114781.1837 | 449124.8931 | 114779.9053 | 449116.0357 | 114815.6064 | 449113.0851 | 114832.0596 | 449109.4347 | 114848.0877 | 449102.8119 | 114871.6491 | 449058.007 | 114860.8702 | 449031.9025 | 114833.6723 | 449026.1623 | 114826.292 | 449026.0562 | 114793.6963 | 449025.4806 | 114790.0213 | 449029.9437 | 114788.4234
141 | 449405.3936 | 113943.5528 | 449404.3524 | 113940.0468 | 449402.864 | 113937.2136 | 449403.1868 | 113931.6188 | 449404.6507 | 113924.1469 | 449408.2169 | 113912.6688 | 449415.7753 | 113891.6693 | 449421.9954 | 113875.9301 | 449428.4354 | 113861.45 | 449434.1308 | 113851.1237 | 449441.2175 | 113841.2903 | 449443.3116 | 113840.7192 | 449449.689 | 113833.6754 | 449449.0703 | 113831.4862 | 449448.5944 | 113823.0622 | 449453.4371 | 113786.0552 | 449455.84 | 113773.6117 | 449460.281 | 113755.7299 | 449468.2729 | 113727.3407 | 449470.9101 | 113715.1279 | 449472.9148 | 113696.1784 | 449475.9631 | 113653.9033 | 449479.7473 | 113646.7013 | 449481.6138 | 113644.5152 | 449484.388 | 113641.92 | 449488.0904 | 113639.0735 | 449491.6987 | 113636.6133 | 449488.9968 | 113630.1475
142 | 449488.9968 | 113630.1475 | 449491.5946 | 113633.3205 | 449492.9932 | 113636.7067 | 449519.8646 | 113628.5621 | 449527.2627 | 113624.8446 | 449534.5872 | 113620.0966 | 449535.4706 | 113619.7285 | 449541.7845 | 113614.9094 | 449542.9477 | 113612.2383 | 449545.231 | 113609.6103 | 449554.1489 | 113608.7918 | 449565.4363 | 113606.7238 | 449572.8481 | 113604.9701 | 449598.7846 | 113600.4728 | 449608.272 | 113598.6862 | 449639.1126 | 113591.3163 | 449646.1062 | 113590.2592 | 449654.3197 | 113590.0152 | 449664.0782 | 113590.5031 | 449694.0043 | 113594.6505 | 449716.2767 | 113597.5431 | 449764.1669 | 113600.5784 | 449789.2923 | 113601.0843 | 449815.4296 | 113598.8921 | 449833.3041 | 113599.0607 | 449839.3046 | 113599.683 | 449843.759 | 113600.747 | 449847.4387 | 113602.6251 | 449857.736 | 113614.9127 | 449864.5721 | 113620.2777 | 449892.1716 | 113636.0215 | 449898.2759 | 113638.2098 | 449906.7988 | 113640.3981 | 449921.0167 | 113642.6585 | 449930.8142 | 113645.4476 | 449949.6416 | 113652.6816 | 449960.3984 | 113657.5872 | 449968.326 | 113658.2212 | 449990.8107 | 113656.7823 | 449998.1178 | 113654.7213 | 450002.9892 | 113652.473 | 450024.793 | 113630.6698 | 450031.8143 | 113625.3044 | 450038.1619 | 113623.3598 | 450048.2056 | 113622.1654 | 450053.7432 | 113620.3738 | 450056.7357 | 113617.6337 | 450060.1656 | 113612.3323 | 450064.3749 | 113606.9133 | 450068.8174 | 113602.4707 | 450083.9239 | 113590.8046 | 450119.6959 | 113559.1861 | 450125.8653 | 113555.4938 | 450133.1564 | 113552.3624 | 450142.4104 | 113549.4646 | 450152.459 | 113546.8941 | 450211.6298 | 113537.5766 | 450255.0667 | 113532.2198 | 450263.9059 | 113531.86 | 450274.4508 | 113532.1613 | 450288.6112 | 113534.0694 | 450296.8593 | 113533.8228 | 450301.9477 | 113532.1017 | 450305.6891 | 113529.4452 | 450315.4474 | 113518.0476 | 450317.9955 | 113516.4494 | 450322.2795 | 113516.1134 | 450323.3295 | 113516.5754 | 450321.6675 | 113518.8024 | 450320.5097 | 113521.7975 | 450318.9824 | 113532.1703 | 450318.5051 | 113538.2157 | 450315.4444 | 113540.3309 | 450315.0339 | 113540.966 | 450313.1687 | 113543.3443 | 450311.319 | 113542.4631
143 | 450311.319 | 113542.4631 | 450313.201 | 113543.5552 | 450315.1658 | 113541.0432 | 450315.5509 | 113540.3682 | 450318.6513 | 113538.411 | 450319.225 | 113532.104 | 450320.7141 | 113521.8331 | 450321.8595 | 113518.8931 | 450323.531 | 113516.8932 | 450329.5728 | 113507.9005 | 450335.479 | 113501.9195 | 450344.4745 | 113494.2708 | 450360.4974 | 113484.3431 | 450381.1673 | 113467.4184 | 450389.2877 | 113461.3061 | 450392.1968 | 113457.535 | 450407.0126 | 113448.8394 | 450415.4846 | 113441.8904 | 450433.2297 | 113429.7344 | 450450.1551 | 113431.6031 | 450456.4882 | 113430.8532 | 450469.7647 | 113427.6689 | 450476.7087 | 113427.5237 | 450486.8005 | 113428.6583 | 450493.9662 | 113432.7188 | 450499.1694 | 113436.1774 | 450506.6433 | 113431.3169 | 450510.3529 | 113429.8822 | 450532.1712 | 113420 | 450559.2688 | 113409.1653 | 450572.2016 | 113403.4403 | 450576.727 | 113401.2565 | 450579.1062 | 113400.6047 | 450683.2705 | 113357.5147 | 450687.3334 | 113355.225 | 450694.1132 | 113352.9504 | 450697.9624 | 113356.0998 | 450700.8791 | 113356.8015
144 | 451794.1444 | 111165.3891 | 451792.6691 | 111163.9622 | 451780.9653 | 111168.1258 | 451776.3159 | 111158.326 | 451763.9209 | 111164.4589 | 451738.04 | 111179.8715 | 451692.2898 | 111202.8689 | 451679.9921 | 111211.4078 | 451663.9766 | 111218.9253 | 451657.6269 | 111220.8382 | 451638.7314 | 111230.9429 | 451639.0434 | 111219.3101 | 451637.077 | 111217.9009
145 | 448356.4132 | 116401.8415 | 448358.2916 | 116401.462 | 448360.2032 | 116402.028 | 448361.8849 | 116401.5779 | 448361.739 | 116400.8562 | 448360.1369 | 116399.3401 | 448356.7636 | 116397.7638 | 448350.7405 | 116393.5853 | 448349.101 | 116392.3556 | 448349.56 | 116390.2078 | 448353.7856 | 116353.7709 | 448355.0813 | 116345.0246 | 448360.5882 | 116207.3523 | 448362.8338 | 116192.8273 | 448392.6408 | 116194.518 | 448393.3736 | 116183.2932 | 448391.1367 | 116183.2414 | 448389.6268 | 116184.7286
146 | 447874.6923 | 114801.2533 | 447875.64 | 114807.2555 | 447996.344 | 114762.2285 | 448020.6031 | 114828.6615 | 448025.9037 | 114846.1429 | 448028.9577 | 114855.6208 | 448041.981 | 114889.8115 | 448048.7911 | 114911.6458 | 447971.318 | 114942.6069 | 447975.7109 | 114947.2057
147 | 450198.8245 | 114724.8695 | 450208.7917 | 114721.5899 | 450228.8187 | 114713.244 | 450285.1396 | 114698.5343 | 450416.5856 | 114661.8106 | 450505.0028 | 114640.2523 | 450599.3816 | 114617.8982 | 450639.675 | 114601.5775 | 450665.4497 | 114594.7482 | 450677.7365 | 114572.2152 | 450680.967 | 114570.564 | 450686.0639 | 114572.287 | 450699.3447 | 114586.7881 | 450703.652 | 114592.8901 | 450716.6456 | 114596.5513 | 450726.5523 | 114595.1155 | 450737.2345 | 114592.317 | 450759.2158 | 114585.4242 | 450759.3659 | 114581.2649
148 | 449908.3111 | 114686.9254 | 449908.5841 | 114687.0459 | 449908.7607 | 114687.5506 | 449908.4352 | 114688.3176 | 449908.4241 | 114688.8449 | 449909.3095 | 114689.7914 | 449916.6062 | 114691.7331 | 449924.4646 | 114692.9085 | 449916.1493 | 114715.6968 | 449915.3372 | 114716.6661 | 449914.4991 | 114718.3685
149 | 449914.4991 | 114718.3685 | 449917.7883 | 114711.4359 | 449924.6466 | 114692.344 | 449929.2844 | 114677.4387 | 449938.1334 | 114652.032 | 449962.3079 | 114648.0007 | 450037.0563 | 114653.1826 | 450037.7891 | 114644.9106
150 | 445968.2032 | 111583.0022 | 446026.7324 | 111351.6981 | 446028.1056 | 111340.9282 | 446056.2425 | 111120.255
151 | 446056.2425 | 111120.255 | 446059.2385 | 111096.7576 | 446030.7657 | 110939.778 | 445903.3181 | 110778.6587 | 445800.114 | 110545.0928 | 445852.856 | 110422.6834 | 445854.7437 | 110314.0292 | 445783.2822 | 110208.1446
152 | 447841.7908 | 114621.55 | 447840.6934 | 114621.4646 | 447837.0187 | 114619.1777 | 447833.7417 | 114620.0874 | 447813.9787 | 114629.3875
153 | 447813.9787 | 114629.3875 | 447813.3707 | 114627.8896 | 447842.508 | 114538.133 | 447838.7243 | 114537.9031 | 447835.6456 | 114536.8352 | 447832.8177 | 114535.5057 | 447834.6093 | 114535.1241 | 447834.988 | 114533.9463
154 | 447815.8563 | 114628.7081 | 447816.7587 | 114628.12 | 447833.7443 | 114620.1063 | 447837.0175 | 114619.215 | 447839.126 | 114620.5393 | 447840.7513 | 114621.5963 | 447841.7908 | 114621.55
155 | 447874.6923 | 114801.2533 | 447876.8356 | 114806.0654 | 447869.3762 | 114808.8121 | 447852.1478 | 114761.1275 | 447831.3203 | 114713.7688 | 447812.6363 | 114629.784 | 447815.8563 | 114628.7081
156 | 451898.4061 | 112652.926 | 451897.7838 | 112650.0607 | 451892.483 | 112646.9714 | 451890.1274 | 112641.363 | 451886.0355 | 112643.5446 | 451849.4499 | 112665.4016 | 451825.4743 | 112684.8593 | 451817.0654 | 112696.6802 | 451813.4033 | 112704.0845 | 451817.8604 | 112722.0495 | 451817.8981 | 112739.9789 | 451822.5376 | 112752.1702 | 451828.5839 | 112757.231 | 451836.4535 | 112766.8924 | 451841.5604 | 112776.0718 | 451837.4482 | 112788.727
157 | 451837.4482 | 112788.727 | 451826.0197 | 112791.0357 | 451823.1228 | 112791.2344 | 451810.56 | 112794.5488 | 451800.0298 | 112798.2757 | 451790.9657 | 112803.6899 | 451781.8707 | 112807.7583 | 451772.1541 | 112810.5633 | 451772.5603 | 112811.7069 | 451771.1678 | 112812.9695
158 | 451771.1678 | 112812.9695 | 451772.4913 | 112811.6628 | 451772.1021 | 112810.5222 | 451781.8162 | 112807.7349 | 451790.9156 | 112803.6578 | 451789.4028 | 112802.0762 | 451780.304 | 112803.3992 | 451768.136 | 112806.4289 | 451756.0247 | 112809.176 | 451750.392 | 112811.4394 | 451729.05 | 112822.45 | 451701.5043 | 112838.3841 | 451691.6736 | 112844.5427 | 451678.9002 | 112852.27 | 451651.891 | 112867.7882 | 451634.1039 | 112876.6872 | 451616.863 | 112884.7288 | 451616.3283 | 112886.3059 | 451620.0416 | 112901.1176 | 451623.64 | 112922.5897 | 451622.3583 | 112926.7291 | 451617.2798 | 112928.1751
159 | 445079.1737 | 111774.9103 | 445077.7527 | 111775.8341 | 445074.8328 | 111778.3077 | 445070.7603 | 111782.778 | 445064.4628 | 111796.8958 | 445060.8696 | 111809.023 | 445051.405 | 111828.1149 | 445043.0281 | 111838.67 | 445032.5602 | 111859.8888 | 445021.3662 | 111882.8958 | 445021.1953 | 111882.8949
160 | 452475.5586 | 114672.3167 | 452475.5639 | 114672.9416 | 452475.8528 | 114673.8982 | 452475.6067 | 114674.6973 | 452475.1639 | 114675.1714 | 452474.8412 | 114676.1756 | 452474.959 | 114677.4228
161 | 452186.9089 | 112705.8722 | 452187.1822 | 112704.8376 | 452185.6246 | 112703.4185 | 452184.7939 | 112703.1762 | 452184.2054 | 112700.2687 | 452211.3953 | 112691.3069 | 452234.3845 | 112683.7974 | 452256.2613 | 112673.6656 | 452294.5685 | 112650.5006 | 452302.981 | 112632.0983 | 452330.7158 | 112603.7063 | 452371.814 | 112572.6476 | 452392.6062 | 112559.8616 | 452403.8387 | 112557.9497 | 452414.8323 | 112558.5472 | 452448.1565 | 112536.9346 | 452505.2776 | 112481.8628 | 452472.7828 | 112440.5983 | 452538.5772 | 112396.6176 | 452545.07 | 112391.059 | 452547.3835 | 112389.5166 | 452548.7545 | 112389.8594 | 452550.4682 | 112390.7162 | 452552.1129 | 112394.2292 | 452553.4963 | 112396.7298 | 452554.4407 | 112396.3323 | 452567.4539 | 112389.997 | 452624.6362 | 112359.3666 | 452630.4221 | 112356.9993 | 452641.0736 | 112354.0731 | 452649.3643 | 112349.7572 | 452659.4315 | 112346.2669 | 452687.1645 | 112335.5508 | 452692.5637 | 112333.3212 | 452703.7107 | 112325.818 | 452711.971 | 112319.6272 | 452717.3855 | 112314.5397 | 452729.0547 | 112298.8001 | 452744.7851 | 112277.8125 | 452748.0994 | 112272.4749 | 452750.4275 | 112269.1621 | 452751.8248 | 112266.5877 | 452753.7027 | 112264.2994 | 452756.804 | 112262.1522 | 452763.4268 | 112258.7336 | 452767.9851 | 112256.6861 | 452769.7571 | 112255.1565 | 452795.917 | 112245.7672 | 452820.8694 | 112234.4968 | 452832.5276 | 112229.268 | 452837.6937 | 112227.1497 | 452849.2375 | 112221.0208 | 452876.5641 | 112204.991 | 452890.7315 | 112194.804 | 452899.7774 | 112187.2524 | 452916.5672 | 112174.2575 | 452929.1888 | 112164.8811 | 452942.8879 | 112154.0522 | 452965.6756 | 112133.3266 | 452993.5654 | 112106.5314 | 452998.6165 | 112102.8833 | 453009.803 | 112092.0944 | 453019.3515 | 112081.3744 | 453024.0544 | 112075.2876 | 453025.9723 | 112080.943 | 453030.2334 | 112088.8895 | 453031.7765 | 112088.0837
162 | 445736.8225 | 114155.4546 | 445748.4657 | 114160.005 | 445750.1048 | 114159.6534 | 445751.7079 | 114159.2744 | 445760.7533 | 114158.7781 | 445766.0776 | 114159.0699 | 445777.3096 | 114158.8511 | 445788.3024 | 114159.9858 | 445804.1906 | 114162.7408 | 445824.1282 | 114166.6188 | 445839.318 | 114168.4994 | 445842.3559 | 114169.2951 | 445866.1533 | 114171.1757 | 445901.3069 | 114170.0184 | 445915.204 | 114169.4659 | 445921.0587 | 114168.5846 | 445926.4726 | 114168.8993 | 445945.0438 | 114168.2698 | 445968.5882 | 114166.2553 | 446007.1876 | 114162.3704 | 446044.6158 | 114160.7777 | 446068.3734 | 114159.8487 | 446078.3277 | 114160.1141 | 446080.7168 | 114160.2468 | 446084.5658 | 114159.0523 | 446088.4148 | 114155.6015 | 446092.9249 | 114153.0413 | 446093.6494 | 114151.6828 | 446093.2872 | 114148.5585 | 446092.2457 | 114138.7325 | 446089.5364 | 114087.7801 | 446087.1432 | 114084.5892 | 446085.0491 | 114080.9993 | 446081.8582 | 114068.036 | 446077.7473 | 114041.6925 | 446076.9824 | 114030.4917 | 446075.0753 | 113996.385 | 446074.8213 | 113987.144 | 446075.6621 | 113981.6422 | 446077.2758 | 113979.1484 | 446079.9896 | 113977.6814 | 446082.4101 | 113977.5347 | 446088.4979 | 113979.5151 | 446093.0365 | 113981.6251 | 446099.4289 | 113985.703 | 446100.3546 | 113986.1542 | 446101.5944 | 113986.346
163 | 446101.5944 | 113986.346 | 446100.1692 | 113986.3296 | 446099.2233 | 113985.8882 | 446095.2187 | 113983.208 | 446093.0115 | 113981.8206 | 446088.9755 | 113979.9287 | 446082.3853 | 113977.753 | 446080.0514 | 113977.7517 | 446077.3405 | 113979.2166 | 446075.7249 | 113981.6537 | 446074.9294 | 113987.1674 | 446078.0657 | 114040.6462 | 446080.7141 | 114058.4503 | 446082.4276 | 114068.7307 | 446085.3005 | 114080.9563 | 446089.909 | 114087.7768 | 446092.9074 | 114142.0449 | 446093.315 | 114144.1442
164 | 446951.5198 | 117068.182 | 446952.8514 | 117069.3581 | 446954.6566 | 117070.9467 | 446960.6587 | 117071.6703 | 446965.392 | 117071.0991 | 446968.1666 | 117070.0926 | 446971.6214 | 117070.6366 | 446974.2507 | 117071.7848 | 446986.4026 | 117085.3041 | 446990.7791 | 117097.8039 | 446994.5005 | 117118.7537 | 447000.4482 | 117153.6914 | 447009.301 | 117201.8392 | 447011.5664 | 117220.3048 | 447012.0274 | 117230.7973 | 447013.1755 | 117232.1915 | 447013.6676 | 117239.4907 | 447014.8665 | 117256.2932 | 447016.7561 | 117280.3853 | 447016.8436 | 117287.914 | 447015.883 | 117310.0272 | 447009.3623 | 117336.8204 | 447003.0623 | 117351.5878 | 446994.9667 | 117366.6073 | 446987.0625 | 117380.0133 | 446986.2988 | 117379.6552 | 446987.4553 | 117377.2221
165 | 445735.6164 | 112264.2675 | 445740.1645 | 112258.2756 | 445724.1927 | 112247.2554 | 445701.1124 | 112229.5867 | 445688.7083 | 112220.7842 | 445683.7482 | 112216.1009 | 445678.8293 | 112210.159 | 445684.8894 | 112203.0978 | 445690.7543 | 112197.4342 | 445696.9192 | 112190.7447 | 445697.7054 | 112190.2507 | 445702.9723 | 112188.7393 | 445703.7208 | 112187.9618 | 445703.8608 | 112187.4982 | 445703.816 | 112186.3259
166 | 445703.816 | 112186.3259 | 445703.8265 | 112187.4916 | 445703.6685 | 112187.9417 | 445702.9737 | 112188.6809 | 445697.6852 | 112190.2054 | 445696.8964 | 112190.6917 | 445690.7687 | 112197.3519 | 445684.8514 | 112203.0714 | 445678.7847 | 112210.0743 | 445676.0423 | 112208.6745 | 445673.5357 | 112207.1759 | 445658.4212 | 112198.2983 | 445634.2953 | 112179.8066 | 445597.8692 | 112153.6833
167 | 448635.6876 | 114002.5235 | 448648.668 | 114015.1326 | 448614.6646 | 114167.9051 | 448599.3631 | 114170.091 | 448596.2056 | 114187.0927 | 448584.7902 | 114224.4965 | 448500.2375 | 114217.8553 | 448470.5261 | 114213.7741 | 448413.5518 | 114213.1211 | 448376.4941 | 114214.9168 | 448364.5769 | 114216.5493 | 448367.6786 | 114255.8926 | 448374.3719 | 114277.6048 | 448379.9224 | 114311.2343 | 448379.8047 | 114361.472 | 448380.2291 | 114392.0324 | 448381.078 | 114427.2618 | 448379.3802 | 114459.5199 | 448349.6688 | 114458.8833 | 448333.3274 | 114458.671 | 448321.8673 | 114454.4265 | 448304.6771 | 114448.4842 | 448286.2135 | 114440.2075 | 448271.9945 | 114427.6862 | 448250.9842 | 114407.9493 | 448243.3441 | 114402.8559 | 448239.3118 | 114406.8882 | 448222.5461 | 114419.8339 | 448214.6937 | 114424.7151 | 448196.6546 | 114431.7185 | 448188.8023 | 114460.5811 | 448185.4067 | 114478.8324 | 448181.5867 | 114492.4148 | 448180.7378 | 114500.2671 | 448165.882 | 114558.629 | 448163.972 | 114568.3913 | 448134.2605 | 114564.359 | 448080.9921 | 114563.9346 | 448051.9173 | 114568.1791 | 448048.5217 | 114571.5747 | 448047.885 | 114575.8192 | 448051.9173 | 114591.0994 | 448053.4237 | 114602.0921 | 448038.3836 | 114604.9542 | 448021.1548 | 114608.0408 | 447986.5451 | 114614.1943 | 447974.7982 | 114614.2744 | 447970.1326 | 114614.4016 | 447961.6308 | 114614.5559 | 447953.2327 | 114618.0085 | 447942.2219 | 114619.2682 | 447952.202 | 114680.2083 | 447967.4104 | 114713.3694 | 447975.4661 | 114727.761 | 447981.1454 | 114736.5028 | 447996.6235 | 114759.2818 | 447997.2701 | 114761.3602 | 447873.8318 | 114806.7772 | 447869.6419 | 114808.3944 | 447866.0622 | 114809.9666 | 447850.8675 | 114818.179 | 447820.7346 | 114829.9436 | 447729.0936 | 114865.6682 | 447724.7011 | 114867.798 | 447723.2539 | 114869.7908 | 447723.2844 | 114886.8114 | 447721.197 | 114893.7448 | 447717.0441 | 114901.1769 | 447713.2806 | 114904.3149 | 447711.367 | 114905.8671 | 447706.1411 | 114910.716 | 447700.8004 | 114919.5112 | 447698.3478 | 114922.9745 | 447692.8002 | 114933.2019 | 447691.2779 | 114939.3764 | 447687.8467 | 114950.8668 | 447685.3794 | 114963.1545 | 447681.3503 | 114974.5361 | 447673.8763 | 114994.5964 | 447666.2128 | 115015.0202 | 447657.4355 | 115035.4902 | 447653.702 | 115047.6796 | 447649.8132 | 115060.2333 | 447645.2791 | 115072.5236 | 447639.2466 | 115082.8572 | 447632.1199 | 115103.1536 | 447629.1114 | 115108.2128 | 447608.9814 | 115122.8401 | 447602.5594 | 115126.2654 | 447586.1173 | 115130.0713 | 447569.7586 | 115135.6426 | 447560.8911 | 115137.413 | 447537.3813 | 115144.4807 | 447523.5772 | 115146.3529 | 447503.877 | 115151.8178 | 447497.9125 | 115152.2436 | 447496.0909 | 115152.8884 | 447482.636 | 115158.4687 | 447419.7357 | 115175.3297 | 447412.484 | 115178.1157 | 447320.1699 | 115202.7828 | 447307.6514 | 115212.6602 | 447303.9502 | 115213.9075 | 447299.9834 | 115216.9959 | 447264.1834 | 115217.3688 | 447232.9004 | 115227.3357 | 447095.2246 | 115264.7246 | 447004.3751 | 115288.308 | 446975.2804 | 115293.5311 | 446955.5085 | 115293.8449 | 446951.5332 | 115294.8911 | 446944.2103 | 115297.3495 | 446925.903 | 115304.5154 | 446898.55 | 115315.3844 | 446855.6514 | 115329.344 | 446840.8843 | 115333.9135 | 446834.7446 | 115336.5013 | 446831.7509 | 115340.3069 | 446821.3115 | 115357.9937 | 446816.5551 | 115363.246 | 446807.6662 | 115370.0338 | 446792.8253 | 115377.8701 | 446770.8533 | 115382.186 | 446752.2 | 115391.9724 | 446733.8904 | 115400.1413 | 446693.2076 | 115419.9721 | 446644.823 | 115438.1739 | 446636.7589 | 115434.9482 | 446626.3908 | 115442.0907 | 446546.6714 | 115387.0245 | 446537.2249 | 115378.0388 | 446519.2535 | 115352.2336 | 446502.2037 | 115333.571 | 446474.5554 | 115308.6875 | 446433.7316 | 115276.7828 | 446394.3752 | 115243.2532 | 446384.0071 | 115240.2579 | 446371.1045 | 115234.037 | 446332.3969 | 115210.536 | 446321.3375 | 115205.9279 | 446303.6513 | 115205.2223 | 446287.1095 | 115202.0207 | 446274.7962 | 115201.0895 | 446250.4477 | 115194.3471 | 446241.1181 | 115194.454 | 446189.6615 | 115199.0964 | 446163.3699 | 115201.5171 | 446118.603 | 115204.5692 | 446114.0206 | 115203.8709 | 446107.998 | 115204.7437 | 446104.9868 | 115205.5293 | 446097.6113 | 115205.3111 | 446095.1152 | 115205.8005 | 446021.7368 | 115201.8437 | 445984.4652 | 115187.4477 | 445956.7728 | 115177.3956 | 445947.6424 | 115175.7578 | 445943.8055 | 115176.2396 | 445927.103 | 115186.3072 | 445915.4081 | 115192.0062 | 445909.6391 | 115194.1206 | 445868.4267 | 115201.1894 | 445862.1788 | 115200.6066 | 445812.2427 | 115215.0195 | 445794.8999 | 115221.8618 | 445789.7466 | 115223.6399 | 445788.5118 | 115223.6235 | 445784.3629 | 115224.1503 | 445782.4366 | 115223.3436 | 445778.5511 | 115223.1625 | 445772.4688 | 115223.263 | 445765.494 | 115224.0823 | 445759.6781 | 115233.438 | 445758.4974 | 115234.4158 | 445738.2188 | 115231.9948 | 445734.0119 | 115228.8218 | 445718.3746 | 115210.2276 | 445711.619 | 115206.8793 | 445695.3684 | 115200.911 | 445688.7006 | 115199.0309 | 445684.9906 | 115198.6299 | 445633.5424 | 115199.6221 | 445604.8486 | 115191.1591 | 445591.7916 | 115187.4929 | 445571.9722 | 115182.4296 | 445558.4458 | 115164.1291 | 445540.5765 | 115154.9577 | 445536.5178 | 115151.1888 | 445533.4737 | 115141.8151 | 445533.3176 | 115097.8311 | 445531.6049 | 115089.5887 | 445528.6077 | 115082.2562 | 445526.0519 | 115065.9131 | 445522.9038 | 115057.0411 | 445521.1248 | 115048.7739 | 445501.8688 | 115014.7709 | 445495.8671 | 115006.1201 | 445492.5513 | 115002.3496 | 445486.6748 | 114997.1898 | 445472.4793 | 114986.6926 | 445468.4674 | 114982.5227 | 445460.7948 | 114954.3681 | 445456.0457 | 114944.5708 | 445449.3082 | 114924.0027 | 445445.2956 | 114918.3756 | 445442.8444 | 114914.3414 | 445440.5975 | 114910.0263 | 445438.4863 | 114905.9025 | 445430.645 | 114894.2155 | 445429.1262 | 114890.4173 | 445420.5138 | 114873.2489 | 445409.3706 | 114850.9336 | 445403.1491 | 114840.3764 | 445385.9172 | 114810.377 | 445383.6107 | 114805.7975 | 445379.1281 | 114800.0553 | 445374.5714 | 114783.9401 | 445372.8302 | 114780.9023 | 445370.6532 | 114779.5723 | 445294.6306 | 114784.6796 | 445268.6732 | 114785.8638 | 445247.7307 | 114785.1487 | 445229.3151 | 114782.4391 | 445216.2223 | 114779.3512 | 445197.5488 | 114773.2133 | 445191.4701 | 114771.0915 | 445168.5291 | 114762.5604 | 445153.3116 | 114757.8636 | 445140.926 | 114755.2331 | 445120.6912 | 114753.114 | 445109.5529 | 114754.6361 | 445090.5982 | 114755.4243 | 445070.7125 | 114757.912 | 445048.929 | 114757.413 | 445033.9442 | 114756.7984 | 445014.5997 | 114753.139 | 444992.999 | 114744.1273 | 444977.98 | 114736.5692 | 444958.6372 | 114725.9963 | 444944.1355 | 114719.9064 | 444924.0011 | 114711.7466 | 444896.3325 | 114704.7949 | 444894.8856 | 114705.2378 | 444892.2806 | 114710.6052 | 444886.9312 | 114721.5447 | 444885.372 | 114722.1712 | 444879.3872 | 114722.1712 | 444860.307 | 114719.5047 | 444839.4233 | 114715.6477 | 444790.6858 | 114699.781 | 444745.0792 | 114688.0349 | 444683.5761 | 114665.2695 | 444667.0566 | 114659.0149 | 444655.7481 | 114655.1913 | 444648.3066 | 114651.8024 | 444639.3629 | 114649.7412 | 444630.8035 | 114649.2171 | 444617.9519 | 114647.0095 | 444601.7911 | 114646.3553 | 444594.6677 | 114647.6879 | 444588.4291 | 114650.7286 | 444584.8303 | 114654.2612 | 444579.5093 | 114656.2925 | 444573.9676 | 114655.9834 | 444554.6179 | 114652.3647 | 444531.6491 | 114651.9399 | 444521.0989 | 114650.832 | 444513.0382 | 114649.586 | 444498.4833 | 114645.72 | 444484.4215 | 114644.7791 | 444455.3738 | 114648.7994 | 444438.4448 | 114657.3002 | 444433.731 | 114660.0563 | 444414.9537 | 114673.3826 | 444403.6888 | 114681.8268 | 444389.4459 | 114694.2576 | 444384.4879 | 114699.9968 | 444373.5538 | 114710.7115 | 444368.8671 | 114714.6455 | 444360.3856 | 114722.2191 | 444351.2158 | 114730.4712 | 444339.1722 | 114744.1604 | 444311.7953 | 114775.2245 | 444285.4151 | 114804.9199 | 444266.3716 | 114824.4058 | 444260.3215 | 114831.4643 | 444251.4178 | 114845.682 | 444230.5521 | 114861.9191 | 444219.8885 | 114879.3056 | 444217.8559 | 114884.1097 | 444216.193 | 114889.6794 | 444214.9067 | 114900.4786 | 444211.1105 | 114913.1126 | 444199.4446 | 114934.6505 | 444193.5338 | 114944.3555 | 444187.8343 | 114952.4305 | 444178.9387 | 114961.8962 | 444175.2944 | 114968.8982 | 444171.8549 | 114980.1177 | 444170.5936 | 114986.4103 | 444168.4805 | 115000.3671 | 444164.7835 | 115017.5484 | 444163.216 | 115035.9267 | 444162.0592 | 115039.4897 | 444158.0334 | 115046.4307 | 444152.4676 | 115054.4029 | 444140.3518 | 115068.296 | 444136.2833 | 115073.5676 | 444133.151 | 115083.0249 | 444131.4819 | 115092.5932 | 444130.6635 | 115102.4045 | 444127.2421 | 115118.5851 | 444126.1491 | 115132.3895 | 444122.2871 | 115139.0601 | 444114.2528 | 115145.0533 | 444103.9111 | 115154.0333 | 444089.8426 | 115160.7674 | 444075.3463 | 115165.7977 | 444063.0878 | 115174.1128 | 444042.7666 | 115179.8214 | 444035.8087 | 115178.3768 | 444032.0256 | 115178.159 | 444002.7137 | 115188.702 | 443967.5416 | 115203.9167 | 443955.0624 | 115208.7919 | 443936.3857 | 115217.94 | 443903.259 | 115230.1676 | 443879.8985 | 115239.8348 | 443794.169 | 115275.613 | 443791.26 | 115277.4311 | 443787.8752 | 115285.8124 | 443784.1362 | 115298.3704 | 443777.892 | 115308.3833 | 443772.0173 | 115315.662 | 443770.0926 | 115317.2575 | 443766.297 | 115318.769 | 443759.0736 | 115320.7344 | 443735.6364 | 115336.3019 | 443728.8407 | 115339.8765 | 443716.1828 | 115351.2575 | 443705.1349 | 115358.4747 | 443699.4721 | 115363.3602 | 443691.662 | 115367.46 | 443680.5439 | 115378.2505 | 443672.776 | 115384.4859 | 443664.7493 | 115388.3276 | 443656.4952 | 115395.5353 | 443651.2638 | 115398.4416 | 443640.3059 | 115403.2461 | 443634.8749 | 115404.457 | 443625.4073 | 115405.3745 | 443615.1456 | 115405.5746 | 443602.8024 | 115404.1735 | 443592.2701 | 115405.5217 | 443578.7521 | 115411.3652 | 443574.3359 | 115414.7581 | 443559.8981 | 115423.7884 | 443557.0868 | 115426.2561 | 443555.0504 | 115429.4692 | 443512.3764 | 115448.1009 | 443508.0206 | 115448.5697 | 443502.9029 | 115450.9332 | 443483.2345 | 115469.7384 | 443465.0456 | 115470.8214 | 443462.5844 | 115472.6543 | 443448.1997 | 115493.2228 | 443432.8991 | 115515.7503 | 443426.021 | 115524.3036 | 443417.629 | 115535.7339 | 443409.2908 | 115545.7726 | 443405.6553 | 115550.6495 | 443403.1079 | 115561.7286 | 443402.0293 | 115576.4523 | 443404.0903 | 115606.2974 | 443395.7919 | 115681.0299 | 443394.7132 | 115688.3108 | 443394.8509 | 115703.9367 | 443396.2531 | 115715.4735 | 443404.6667 | 115750.1475 | 443411.9317 | 115769.277 | 443414.9148 | 115781.3972 | 443421.2721 | 115792.4513 | 443429.9197 | 115810.3545 | 443442.0537 | 115838.2344 | 443446.247 | 115849.4495 | 443450.3808 | 115863.4139 | 443463.1517 | 115935.3736 | 443467.0681 | 115958.3189 | 443467.8627 | 115970.5606 | 443468.2693 | 115992.3205 | 443470.2304 | 116017.4875 | 443473.1525 | 116036.0198 | 443481.8231 | 116059.8516 | 443495.0945 | 116087.6236 | 443506.1125 | 116104.9384 | 443514.7612 | 116120.9934 | 443534.4138 | 116168.0467 | 443562.5119 | 116262.3114 | 443588.7624 | 116336.5451 | 443606.4871 | 116405.2789 | 443608.1565 | 116428.2493 | 443607.7721 | 116475.5403 | 443610.4407 | 116495.1165 | 443610.7372 | 116521.5531 | 443604.1717 | 116571.0744 | 443599.4705 | 116586.6625 | 443594.6416 | 116597.6657 | 443584.6754 | 116611.8416 | 443583.6241 | 116616.1733 | 443584.9593 | 116624.5406 | 443596.4264 | 116654.947 | 443622.2872 | 116708.9354 | 443659.8345 | 116766.0867 | 443685.3588 | 116842.383 | 443691.5074 | 116864.1649 | 443694.8766 | 116889.1356 | 443695.7557 | 116922.9761 | 443694.4415 | 116939.1475 | 443688.6696 | 116965.4878 | 443683.6884 | 116979.5396 | 443677.5164 | 116991.8761 | 443676.4263 | 116997.1181 | 443677.0195 | 116998.7051 | 443681.2029 | 117000.9046 | 443690.0949 | 117006.6267 | 443691.052 | 117008.0624 | 443692.4002 | 117013.0413 | 443692.1071 | 117018.1997 | 443688.131 | 117030.7414 | 443683.6608 | 117044.092 | 443680.5918 | 117057.5184 | 443678.7825 | 117075.6783 | 443680.4998 | 117088.1817 | 443680.6089 | 117101.8864 | 443679.2189 | 117106.4964 | 443675.5701 | 117111.095 | 443671.1566 | 117116.6802 | 443655.0283 | 117128.721 | 443631.9177 | 117150.0411 | 443628.035 | 117151.8766 | 443625.776 | 117154.9827 | 443617.5164 | 117158.7596 | 443609.6804 | 117160.3126 | 443590.4795 | 117162.4804 | 443578.5661 | 117163.84 | 443559.8393 | 117170.5051 | 443551.9451 | 117175.4954 | 443538.9357 | 117179.0489 | 443535.3903 | 117181.1813 | 443530.3035 | 117188.606 | 443527.4971 | 117194.76 | 443522.4206 | 117197.9699 | 443508.9969 | 117203.9553 | 443493.0481 | 117209.2012 | 443482.3335 | 117211.3441 | 443472.9889 | 117212.0467 | 443459.0423 | 117211.2387 | 443445.4606 | 117208.0462 | 443421.2842 | 117204.5806 | 443382.1768 | 117198.6264 | 443340.5913 | 117195.0361 | 443282.4222 | 117195.7981 | 443269.2982 | 117195.2795 | 443228.8894 | 117193.1026 | 443195.3351 | 117187.4149 | 443190.7308 | 117184.8593 | 443161.05 | 117159.5435 | 443146.2512 | 117148.4619 | 443127.7594 | 117125.9795 | 443108.5027 | 117107.1366 | 443099.319 | 117095.9026 | 443089.9515 | 117086.1741 | 443087.6877 | 117082.421 | 443085.5322 | 117075.0439 | 443084.1572 | 117057.5494 | 443082.2824 | 117043.8342 | 443080.5703 | 117035.2347 | 443079.2586 | 117029.5543 | 443073.8083 | 117020.3232 | 443067.504 | 117014.9946 | 443057.6319 | 117010.3905 | 443042.1641 | 117004.5862 | 442997.5434 | 116967.5914 | 442981.5538 | 116958.3391 | 442975.8837 | 116956.42 | 442965.4812 | 116954.6033 | 442960.6262 | 116954.6033 | 442943.9382 | 116959.1523 | 442918.6224 | 116966.1118 | 442901.2211 | 116969.4135 | 442868.8227 | 116977.8374 | 442848.2181 | 116985.7394 | 442833.0315 | 116992.7138 | 442819.221 | 117000.7926 | 442810.3373 | 117006.6183 | 442802.1789 | 117012.0735 | 442782.0434 | 117022.8558 | 442770.9517 | 117028.9179 | 442763.5771 | 117035.1903 | 442760.7996 | 117038.2863 | 442752.3198 | 117050.171 | 442738.8982 | 117070.661 | 442731.8679 | 117079.228 | 442715.0596 | 117099.8398 | 442693.8928 | 117129.8011 | 442644.6485 | 117167.7167 | 442638.0183 | 117173.9106 | 442630.4721 | 117182.9399 | 442599.0284 | 117258.877 | 442592.1705 | 117271.1531 | 442553.5955 | 117326.1213 | 442542.3169 | 117340.3055 | 442526.8813 | 117355.5673 | 442508.5313 | 117369.7174 | 442497.3654 | 117378.1057 | 442470.1068 | 117398.5403 | 442446.0962 | 117417.2079 | 442423.4708 | 117432.5531 | 442369.1293 | 117471.5187 | 442363.8733 | 117475.527 | 442348.4506 | 117486.2924 | 442323.818 | 117503.5177 | 442312.8661 | 117510.7754 | 442293.7287 | 117525.7197 | 442286.4232 | 117532.8906 | 442284.467 | 117539.8368 | 442277.6543 | 117546.6961 | 442235.433 | 117570.1052 | 442194.9797 | 117596.1311 | 442163.4064 | 117619.7314 | 442108.1063 | 117659.988 | 442034.0543 | 117714.3143 | 442019.0967 | 117724.3006 | 441996.0729 | 117741.4991 | 441991.2777 | 117743.471 | 441953.5278 | 117752.6705 | 441946.5329 | 117751.8683 | 441943.7735 | 117752.5422 | 441937.3129 | 117757.6754 | 441930.0368 | 117769.0402 | 441919.3033 | 117783.847 | 441901.6404 | 117804.7793 | 441894.9179 | 117810.6736 | 441887.6109 | 117815.204 | 441883.4215 | 117816.3731 | 441858.311 | 117820.6033 | 441850.0589 | 117822.6038 | 441845.1202 | 117825.4171 | 441807.5156 | 117859.071 | 441792.6834 | 117868.7757 | 441780.1494 | 117876.3397 | 441757.3674 | 117889.9374 | 441740.7058 | 117899.3479 | 441709.9251 | 117916.3536 | 441675.7718 | 117935.0155 | 441578.1371 | 117988.9125 | 441564.6149 | 117996.5624 | 441558.0623 | 117999.7343 | 441365.1139 | 118103.7327 | 441354.3667 | 118109.5533 | 441318.797 | 118129.2397 | 441301.4715 | 118138.7533 | 441287.6687 | 118146.5233 | 441268.2627 | 118157.3438 | 441234.928 | 118175.5703 | 441199.6096 | 118194.6884 | 441195.1556 | 118198.6199 | 441193.1358 | 118203.1488 | 441194.0573 | 118214.6345 | 441192.5427 | 118218.6776 | 441164.1802 | 118231.6067 | 441153.6104 | 118236.7373 | 441140.3509 | 118243.8124 | 441130.674 | 118247.2363 | 441103.9317 | 118244.2452 | 441007.8241 | 118287.9378 | 440958.529 | 118310.412 | 440926.7882 | 118323.9047 | 440899.6593 | 118339.4735 | 440891.3297 | 118346.3482 | 440864.7856 | 118372.6362 | 440836.0799 | 118402.2508 | 440793.6792 | 118446.5338 | 440789.8833 | 118455.2331
168 | 440789.8833 | 118455.2331 | 440783.4538 | 118457.2588 | 440749.2427 | 118492.5676 | 440696.2303 | 118549.8275 | 440366.9534 | 118890.6526 | 440354.694 | 118903.3435 | 440340.983 | 118917.9104 | 440329.6274 | 118930.1237 | 440324.9195 | 118935.7392 | 440316.9733 | 118943.9427 | 440305.8157 | 118954.7494 | 440289.7388 | 118969.6665 | 440281.6588 | 118978.9584 | 440270.4022 | 118993.2728 | 440265.5513 | 118998.9183 | 440259.5212 | 119003.2863 | 440252.2929 | 119007.8475 | 440235.9034 | 119017.1584 | 440233.9846 | 119018.8697 | 440231.6965 | 119021.8099 | 440219.4392 | 119037.1612 | 440207.4502 | 119050.7422 | 440201.299 | 119055.958 | 440198.9178 | 119057.4603 | 440199.6579 | 119060.6108
169 | 445021.1953 | 111882.8949 | 445018.8527 | 111881.3164 | 444963.1822 | 111843.8469 | 444951.3489 | 111835.5753 | 444944.4314 | 111829.1356 | 444931.5909 | 111819.716 | 444922.1944 | 111812.8551 | 444916.2542 | 111805.703 | 444912.3823 | 111802.9419 | 444906.6062 | 111801.3868 | 444898.617 | 111797.1136 | 444887.3631 | 111791.1533 | 444882.3998 | 111804.1269 | 444881.0065 | 111806.4738 | 444879.3685 | 111807.8719 | 444877.5216 | 111814.6 | 444877.2454 | 111818.5251 | 444876.9027 | 111823.285 | 444873.098 | 111825.6944 | 444871.1174 | 111826.7202 | 444863.2101 | 111826.4717 | 444862.5813 | 111825.469 | 444862.9212 | 111824.016 | 444864.4022 | 111823.1199
170 | 444653.9624 | 111598.9617 | 444511.8118 | 111431.2499 | 444356.6731 | 111251.6603
171 | 444864.4022 | 111823.1199 | 444862.9521 | 111824.0461 | 444862.6323 | 111825.4491 | 444863.261 | 111826.4387 | 444871.0823 | 111826.6851 | 444873.0615 | 111825.686 | 444876.8503 | 111823.2713 | 444877.3852 | 111816.3957 | 444877.5036 | 111814.5808 | 444879.3616 | 111807.8026 | 444880.9824 | 111806.4171 | 444882.3258 | 111804.1165 | 444887.5611 | 111790.283 | 444887.4082 | 111786.3312 | 444885.0992 | 111778.8572 | 444886.3096 | 111758.8878 | 444885.8801 | 111756.7513 | 444883.9952 | 111744.8675 | 444882.8127 | 111742.1857 | 444881.3784 | 111734.4178 | 444880.3398 | 111730.3268 | 444878.7597 | 111727.5222 | 444875.229 | 111727.2494 | 444867.8142 | 111726.779 | 444856.5348 | 111727.1173 | 444846.8098 | 111725.9906 | 444834.6055 | 111723.9049 | 444819.3042 | 111720.1598 | 444802.3545 | 111716.9811 | 444765.9055 | 111711.0975 | 444759.1626 | 111709.424 | 444745.6704 | 111703.9621 | 444734.5739 | 111697.8246 | 444727.1434 | 111693.0349 | 444723.4346 | 111690.8269 | 444711.8747 | 111679.9726 | 444687.0785 | 111667.9522 | 444661.9905 | 111655.5509 | 444636.2276 | 111643.7249 | 444644.4551 | 111617.2875 | 444649.022 | 111602.4513 | 444650.643 | 111599.2189 | 444653.9624 | 111598.9617
172 | 446663.1893 | 114533.356 | 446662.3055 | 114533.7154 | 446660.964 | 114532.7382 | 446660.4327 | 114532.5489 | 446658.0958 | 114533.71 | 446657.5043 | 114534.7003 | 446657.4111 | 114535.697 | 446657.3552 | 114537.3184 | 446658.5706 | 114539.4479 | 446662.4777 | 114541.5088 | 446664.5171 | 114542.4104 | 446669.0093 | 114543.8809 | 446676.6219 | 114546.1558 | 446677.0848 | 114547.2944 | 446676.9733 | 114550.1231 | 446677.2862 | 114551.9601 | 446680.1513 | 114560.8951 | 446683.5204 | 114565.9416 | 446691.1042 | 114577.4555 | 446692.2851 | 114578.9839 | 446694.2683 | 114582.6245 | 446696.1451 | 114586.4372 | 446707.7297 | 114598.5483 | 446718.5881 | 114609.8484 | 446726.5448 | 114616.4773 | 446733.2254 | 114627.0289 | 446738.8161 | 114637.367 | 446747.3265 | 114650.7536 | 446757.1564 | 114660.6451 | 446767.6503 | 114670.1928 | 446777.5907 | 114680.7023 | 446791.2264 | 114693.3831 | 446800.2901 | 114700.7448 | 446808.4227 | 114705.7571 | 446814.1652 | 114707.9811 | 446822.4288 | 114709.8304 | 446831.7513 | 114710.9288 | 446848.0065 | 114710.9571 | 446878.2572 | 114712.7363 | 446889.1805 | 114714.6547 | 446903.6944 | 114719.3244 | 446913.1294 | 114723.7798 | 446937.1618 | 114737.6185 | 446963.394 | 114753.542 | 446965.6064 | 114759.2746 | 446967.5076 | 114762.0631 | 446974.7324 | 114766.9641 | 446989.5622 | 114778.7519 | 447005.2919 | 114793.4236 | 447017.2015 | 114804.6818 | 447023.6989 | 114810.3489 | 447029.5348 | 114814.3496 | 447046.6753 | 114826.7921 | 447054.6665 | 114833.6876 | 447061.1724 | 114842.1913 | 447065.0443 | 114848.8669 | 447068.7159 | 114857.2115 | 447070.1845 | 114864.8884 | 447069.4556 | 114870.1433 | 447067.742 | 114874.5737 | 447053.8532 | 114901.0623 | 447041.9401 | 114923.6235 | 447026.7497 | 114956.1452 | 447003.2117 | 115008.1335 | 446988.6998 | 115038.9634 | 446982.8006 | 115049.3732 | 446968.5975 | 115070.6104 | 446963.6015 | 115080.1988 | 446960.8979 | 115084.9338 | 446959.4469 | 115085.9247 | 446954.7753 | 115087.2224 | 446953.9613 | 115088.7206 | 446953.085 | 115090.0798
173 | 445409.2375 | 112648.1156 | 445346.7808 | 112661.1625 | 445102.698 | 112700.4723 | 444755.0286 | 112828.4984 | 444665.2119 | 113025.0677
174 | 445653.2637 | 112569.3875 | 445649.3775 | 112569.211 | 445641.2329 | 112571.7285 | 445641.8252 | 112578.6884 | 445640.9367 | 112583.279 | 445642.5656 | 112605.1953 | 445642.7137 | 112613.4879 | 445642.2695 | 112615.2649 | 445641.5291 | 112617.19 | 445631.0151 | 112636.1447 | 445628.3496 | 112640.4391 | 445625.6841 | 112643.1046 | 445622.7225 | 112644.1412 | 445618.5761 | 112643.9931 | 445584.0728 | 112642.5123 | 445563.193 | 112641.1795 | 445534.6129 | 112638.0698 | 445511.8081 | 112632.7388 | 445502.1827 | 112631.1098 | 445496.5555 | 112630.6656 | 445490.4841 | 112631.2579 | 445485.7455 | 112631.8503 | 445478.7856 | 112633.7753 | 445424.1913 | 112656.0701 | 445411.3081 | 112660.3645 | 445410.5677 | 112654.7373 | 445410.4425 | 112651.2851 | 445410.4425 | 112648.9003 | 445409.7657 | 112646.451 | 445408.7666 | 112646.58 | 445408.67 | 112646.9989 | 445409.2375 | 112648.1156
175 | 446144.4343 | 115210.4507 | 446139.5511 | 115210.247 | 446138.0149 | 115207.0306 | 446134.7505 | 115204.5823 | 446118.2844 | 115205.5424 | 446113.8679 | 115205.0143 | 446108.5872 | 115205.6384 | 446105.3228 | 115206.5025 | 446097.9299 | 115206.3105 | 446094.8546 | 115206.7298 | 446021.5493 | 115202.3126 | 445984.2947 | 115187.9308 | 445956.6202 | 115178.0062 | 445947.6882 | 115176.1998 | 445943.9249 | 115176.6976 | 445927.3999 | 115187.0196 | 445915.7643 | 115192.5999 | 445909.9614 | 115194.6188 | 445868.3794 | 115201.9468 | 445862.1788 | 115201.0285 | 445812.3598 | 115215.3472 | 445789.7302 | 115223.9198 | 445788.446 | 115223.8704 | 445784.3135 | 115224.3808 | 445782.3543 | 115223.6399 | 445778.37 | 115223.4259 | 445772.5087 | 115223.6427 | 445765.7138 | 115224.582 | 445759.9364 | 115233.7885 | 445758.6819 | 115234.8585 | 445738.0406 | 115232.494 | 445733.6197 | 115229.2496 | 445718.1186 | 115210.5033 | 445711.4024 | 115207.1353 | 445695.218 | 115201.4624 | 445688.5 | 115199.7328 | 445684.8828 | 115199.3067 | 445633.6596 | 115200.551 | 445604.2479 | 115191.9427 | 445591.7193 | 115188.5056 | 445571.3212 | 115183.6592 | 445557.4331 | 115165.1418 | 445540.0934 | 115155.6341 | 445535.6964 | 115151.6237 | 445532.5557 | 115141.96 | 445532.2472 | 115097.8846 | 445530.468 | 115089.9012 | 445527.5908 | 115082.5773 | 445525.4052 | 115066.4297 | 445522.2459 | 115057.4351 | 445520.282 | 115048.9767 | 445518.468 | 115045.8767 | 445513.9772 | 115047.4584
176 | 445513.9772 | 115047.4584 | 445518.3088 | 115045.5686 | 445501.606 | 115015.1383 | 445495.2554 | 115006.3604 | 445491.9508 | 115002.4655 | 445486.2475 | 114997.4789 | 445472.0371 | 114986.9137 | 445467.8988 | 114982.7754 | 445459.811 | 114954.6961 | 445455.0261 | 114944.8971 | 445448.5545 | 114924.3365 | 445444.5389 | 114918.3942 | 445442.2641 | 114914.6803 | 445438.1443 | 114905.9963 | 445430.3412 | 114894.4713 | 445428.8462 | 114890.7273 | 445420.3107 | 114873.6298 | 445408.915 | 114851.0166 | 445402.5061 | 114840.3882 | 445385.3257 | 114810.7505 | 445382.9599 | 114806.1745 | 445378.4631 | 114800.5721 | 445373.9165 | 114784.5748 | 445372.2325 | 114781.51 | 445369.9851 | 114780.6078 | 445294.7911 | 114785.1609 | 445268.6424 | 114786.2177 | 445247.7646 | 114785.4703 | 445229.2533 | 114782.9332 | 445216.0679 | 114779.907 | 445197.6635 | 114773.9015 | 445191.126 | 114771.8083 | 445168.271 | 114763.2485 | 445153.1494 | 114758.1186 | 445140.7911 | 114755.5399 | 445120.7219 | 114753.2985 | 445109.756 | 114754.9408 | 445090.4786 | 114755.7491 | 445070.9433 | 114758.2417 | 445048.929 | 114757.9375 | 445033.8753 | 114757.0911 | 445018.058 | 114754.122 | 445014.3613 | 114753.4475 | 444992.5824 | 114744.7042 | 444977.4459 | 114737.2491 | 444958.4492 | 114726.4978 | 444943.4999 | 114720.3394 | 444923.7541 | 114712.2405 | 444896.3414 | 114705.3855 | 444895.2208 | 114705.7752 | 444892.6283 | 114711.2203 | 444887.4661 | 114721.7587 | 444886.3098 | 114724.6939
177 | 446953.085 | 115090.0798 | 446954.2273 | 115090.9224 | 446961.4011 | 115094.3984 | 446946.1124 | 115132.0322 | 446938.3084 | 115149.7838 | 446929.2208 | 115166.4929 | 446923.5558 | 115175.1117 | 446919.0838 | 115184.404 | 446915.4947 | 115194.706 | 446910.6322 | 115211.6972 | 446909.1049 | 115221.7439 | 446909.1955 | 115227.2486 | 446912.5469 | 115237.5304 | 446914.4108 | 115241.0252 | 446917.9521 | 115244.7063 | 446923.8556 | 115248.409 | 446932.4726 | 115253.1623 | 446940.8993 | 115257.6524 | 446962.1197 | 115265.4025 | 446968.9843 | 115269.6307 | 446979.6018 | 115278.0233 | 446984.0798 | 115281.2339 | 446991.8528 | 115284.8951 | 447003.7969 | 115287.0064 | 447011.7138 | 115285.6045 | 447020.2608 | 115286.231 | 447021.3778 | 115286.6028 | 447031.0804 | 115300.6124 | 447057.6041 | 115337.571 | 447058.035 | 115338.986 | 447067.265 | 115349.7568 | 447075.2252 | 115358.2029 | 447081.8933 | 115363.8758 | 447093.6241 | 115372.1058 | 447105.7534 | 115379.1835 | 447123.4928 | 115389.2073 | 447134.9635 | 115396.1583 | 447165.831 | 115424.7773 | 447191.7474 | 115446.4152 | 447205.6681 | 115455.7299 | 447222.5701 | 115467.7769 | 447230.892 | 115474.8065 | 447238.2404 | 115479.6067 | 447236.4104 | 115482.3453 | 447231.9957 | 115486.1857 | 447217.0647 | 115496.6661 | 447210.9001 | 115502.2669 | 447207.3223 | 115507.8253 | 447199.1817 | 115522.194 | 447186.8297 | 115541.3844 | 447180.2045 | 115561.7776 | 447179.2085 | 115569.6905 | 447180.0192 | 115580.8448 | 447179.7912 | 115593.2285 | 447179.4396 | 115595.685 | 447175.7952 | 115605.2387 | 447169.7785 | 115618.7203 | 447163.6504 | 115631.0344 | 447156.0194 | 115636.2319 | 447146.4006 | 115640.7319 | 447132.4771 | 115645.2651 | 447126.0206 | 115648.0837 | 447120.58 | 115651.3611 | 447108.6437 | 115661.6338 | 447094.5535 | 115681.4215 | 447083.1892 | 115696.4398 | 447079.1229 | 115700.3818 | 447070.0675 | 115706.4271 | 447063.4638 | 115709.9098 | 447064.0757 | 115711.3838 | 447066.3422 | 115714.3387 | 447069.1818 | 115714.7441
178 | 453186.5267 | 111667.4463 | 453190.7432 | 111666.9787 | 453196.5442 | 111665.4391 | 453201.2181 | 111666.2364 | 453203.1426 | 111666.4564 | 453201.4655 | 111674.1545 | 453200.3658 | 111677.5911 | 453198.4138 | 111680.4504 | 453194.1726 | 111695.8659 | 453192.3574 | 111700.5984 | 453187.8195 | 111709.6094 | 453167.5917 | 111739.8079 | 453166.0059 | 111743.1914 | 453161.0049 | 111758.8849 | 453151.9472 | 111785.9897 | 453150.4454 | 111791.8803 | 453149.528 | 111805.1408 | 453150.6848 | 111817.8177 | 453153.1787 | 111830.0555 | 453157.1854 | 111842.4331 | 453158.9195 | 111848.7537 | 453161.1755 | 111859.9559 | 453163.9518 | 111877.5194 | 453172.221 | 111903.9346 | 453177.8155 | 111924.2215 | 453177.988 | 111926.0891 | 453165.676 | 111944.8725 | 453146.5428 | 111959.2996 | 453142.4377 | 111961.6936 | 453125.2282 | 111969.4781 | 453115.1387 | 111973.969 | 453103.506 | 111978.2324 | 453086.8967 | 111984.2857 | 453080.1373 | 111987.2334 | 453073.5665 | 111991.1677 | 453067.5138 | 111995.6644 | 453062.464 | 112001.2052 | 453058.4814 | 112008.0984 | 453047.3153 | 112033.022 | 453037.0699 | 112052.9225 | 453031.0359 | 112062.9286 | 453030.3575 | 112065.6924 | 453024.2575 | 112075.1178 | 453026.1737 | 112080.8662 | 453030.2935 | 112088.5309 | 453031.7765 | 112088.0837
179 | 446995.9919 | 114067.8263 | 446996.0917 | 114067.9177 | 446995.4976 | 114067.5505 | 446971.0774 | 114078.6197 | 446961.8711 | 114082.3769 | 446960.6572 | 114082.8296 | 446937.8199 | 114091.3789 | 446914.8368 | 114101.2263 | 446912.814 | 114102.21 | 446910.4793 | 114097.7566 | 446908.8971 | 114097.7146 | 446887.0211 | 114105.5342 | 446864.6036 | 114113.1609 | 446858.0354 | 114116.9351 | 446857.2828 | 114117.4383 | 446856.8546 | 114117.4361 | 446856.3911 | 114117.0985 | 446853.5684 | 114110.1933 | 446837.0651 | 114077.5633 | 446832.8609 | 114066.603 | 446832.3524 | 114065.4873 | 446829.6188 | 114056.6676 | 446827.2552 | 114051.2502 | 446821.7123 | 114040.5618 | 446803.8285 | 114002.2215 | 446798.4683 | 113989.7812 | 446790.3582 | 113976.3894 | 446788.7685 | 113975.6155 | 446777.4108 | 113974.9462 | 446774.3569 | 113975.2181 | 446765.4464 | 113976.0338 | 446757.4563 | 113978.8367 | 446750.7002 | 113982.2879 | 446734.8244 | 113991.7423 | 446732.6491 | 113992.7253 | 446725.1819 | 113996.5531 | 446713.0293 | 114003.7066 | 446707.5909 | 114006.1957 | 446702.1735 | 114008.9148 | 446698.6177 | 114008.3919 | 446694.9782 | 114007.4925 | 446683.4322 | 114005.3381 | 446667.4311 | 114002.9816 | 446667.1365 | 114000.4476 | 446670.9868 | 113989.4623 | 446672.932 | 113983.3547 | 446675.2747 | 113974.1513 | 446677.952 | 113966.9769 | 446680.4977 | 113962.924 | 446682.769 | 113961.0582 | 446686.4188 | 113958.2326 | 446691.9899 | 113953.0359 | 446694.9103 | 113949.2206 | 446695.1404 | 113948.9191 | 446695.4747 | 113948.3873 | 446696.7457 | 113945.44 | 446698.8127 | 113940.7053 | 446703.539 | 113928.4439 | 446705.438 | 113923.2056 | 446705.6845 | 113922.6919 | 446707.779 | 113911.2707 | 446708.7288 | 113905.5677 | 446710.6591 | 113905.6026 | 446712.6575 | 113905.9784 | 446712.6917 | 113906.8495 | 446712.5124 | 113909.3782
180 | 447330.5739 | 114013.8216 | 447331.8766 | 114015.0283 | 447332.8221 | 114015.7904 | 447329.391 | 114024.2456 | 447327.19 | 114024.6232 | 447289.5725 | 114032.3761 | 447285.4438 | 114028.1756 | 447267.4393 | 114023.3744 | 447259.9772 | 114024.0925 | 447251.3685 | 114027.6894 | 447247.0064 | 114028.5872 | 447240.7221 | 114031.0283 | 447234.4191 | 114030.6696 | 447227.8353 | 114031.7687
181 | 446995.9919 | 114067.8263 | 446996.4677 | 114069.1322 | 446997.5768 | 114065.7546 | 447003.5875 | 114052.5037 | 447006.5104 | 114048.1194 | 447013.9393 | 114050.9611 | 447020.4508 | 114052.6498 | 447061.2541 | 114062.3195 | 447074.0398 | 114067.9279 | 447083.5843 | 114073.0727 | 447090.489 | 114079.234 | 447093.4063 | 114081.0357 | 447100.7526 | 114080.0987 | 447101.8431 | 114080.3927 | 447103.5926 | 114083.9104 | 447113.1828 | 114093.2375 | 447116.4867 | 114095.1379 | 447120.083 | 114096.249 | 447123.9425 | 114095.8981 | 447136.8658 | 114089.5534 | 447148.5272 | 114083.0113 | 447152.6332 | 114080.3183 | 447158.35 | 114076.3436 | 447166.6431 | 114070.3078 | 447175.0563 | 114065.0911 | 447187.3275 | 114057.5473 | 447190.8408 | 114055.2734 | 447196.535 | 114050.7014 | 447199.7354 | 114046.7945 | 447207.9234 | 114042.7213 | 447211.5545 | 114042.1129 | 447225.1605 | 114033.7106 | 447227.8353 | 114031.7687
182 | 452156.5571 | 111087.1241 | 452158.6086 | 111083.3711 | 452159.7723 | 111080.1104 | 452099.6992 | 111068.5586 | 452080.5616 | 111059.9639 | 452038.2055 | 111037.4667 | 452021.787 | 111031.1247 | 452002.8317 | 111029.9268 | 451979.0925 | 111034.1599 | 451956.9919 | 111041.0143 | 451933.1573 | 111050.7081 | 451922.3312 | 111059.3562 | 451910.4248 | 111080.2431 | 451894.3458 | 111099.1408 | 451866.9206 | 111119.1925 | 451819.6637 | 111146.8638 | 451795.0751 | 111157.9545 | 451794.4266 | 111164.0754 | 451794.1444 | 111165.3891
183 | 449735.3338 | 112407.422 | 449731.3716 | 112408.5619 | 449715.9064 | 112414.4667 | 449703.6749 | 112422.4805 | 449683.992 | 112441.0387 | 449675.2753 | 112449.3336 | 449660.9348 | 112459.878 | 449642.0955 | 112471.6878 | 449612.9929 | 112484.4817 | 449596.2624 | 112491.9331 | 449570.534 | 112502.3369 | 449543.3997 | 112505.8517 | 449507.2675 | 112508.2418 | 449407.472 | 112517.1696 | 449389.1157 | 112521.5532 | 449357.6086 | 112534.9779 | 449332.8887 | 112548.3778 | 449339.5983 | 112569.5166 | 449333.7614 | 112575.1034 | 449311.0284 | 112582.2865 | 449290.5698 | 112586.1741 | 449280.9244 | 112592.1828 | 449272.4466 | 112600.76 | 449239.6212 | 112639.3976 | 449239.003 | 112644.5231 | 449238.7162 | 112658.4309 | 449280.0307 | 112659.3682 | 449312.0749 | 112655.4268
184 | 449312.0749 | 112655.4268 | 449279.9711 | 112659.6898 | 449238.3776 | 112658.5406 | 449222.1602 | 112658.516 | 449212.6794 | 112664.2366 | 449195.0047 | 112671.393 | 449183.7179 | 112663.4201 | 449167.9714 | 112668.9451 | 449151.2103 | 112681.5159 | 449148.2658 | 112692.8409 | 449134.5626 | 112708.1296 | 449120.9404 | 112716.0262 | 449112.233 | 112723.1111 | 449083.0463 | 112779.1366 | 449067.8885 | 112801.3211 | 449042.9535 | 112829.3675 | 449032.4903 | 112843.1402 | 449004.7054 | 112896.7131 | 448991.7319 | 112916.978 | 448983.1416 | 112927.4087 | 448969.8918 | 112944.4565 | 448954.2443 | 112959.126 | 448931.1642 | 112978.1964 | 448913.0048 | 112989.016 | 448870.7496 | 113011.0963 | 448856.6531 | 113018.7694 | 448825.2779 | 113037.0689 | 448776.0291 | 113075.0302 | 448701.7973 | 113131.968 | 448689.5756 | 113142.6548 | 448678.4759 | 113149.1841 | 448670.2176 | 113152.2446 | 448683.0464 | 113176.4764 | 448667.2455 | 113187.1844 | 448653.123 | 113199.3136 | 448639.5517 | 113209.7974 | 448619.0037 | 113228.6366 | 448611.6806 | 113233.0763 | 448598.6363 | 113238.6144 | 448581.672 | 113245.3004 | 448556.1555 | 113257.8675 | 448548.1209 | 113264.2804 | 448540.7497 | 113267.3763 | 448530.1352 | 113268.9243 | 448519.8155 | 113268.6294 | 448507.8742 | 113267.7449 | 448496.7437 | 113266.5655 | 448473.6718 | 113265.681 | 448465.704 | 113264.7278 | 448441.8748 | 113263.6328 | 448434.8711 | 113263.6697 | 448413.2868 | 113265.3049 | 448376.9859 | 113268.7387 | 448360.5557 | 113269.6266 | 448347.7851 | 113271.2482 | 448334.001 | 113274.0186 | 448311.9059 | 113281.7891 | 448303.0543 | 113282.8026 | 448294.4054 | 113284.8972 | 448288.9323 | 113288.546 | 448279.7657 | 113297.4933 | 448271.7256 | 113301.3809 | 448265.5829 | 113305.558 | 448257.9543 | 113308.8272 | 448250.7791 | 113312.8677 | 448240.2824 | 113313.7409 | 448232.8748 | 113316.1251 | 448221.3598 | 113317.0939 | 448219.5688 | 113315.8366 | 448217.3297 | 113302.8757 | 448218.2151 | 113302.153
185 | 448635.6876 | 114002.5235 | 448650.9512 | 113997.5112 | 448643.3053 | 113985.277 | 448642.8708 | 113968.2682 | 448641.2407 | 113961.5508 | 448605.3739 | 113960.1751 | 448581.8222 | 113960.5065 | 448537.8913 | 113962.0564 | 448506.7058 | 113962.9426 | 448439.2496 | 113962.9426 | 448364.9693 | 113955.0989 | 448309.4355 | 113967.0214 | 448142.5205 | 113946.7845 | 448098.2818 | 113940.9801 | 448068.1618 | 113937.2936 | 447998.1955 | 113928.7439 | 447986.5083 | 113936.2739 | 447982.2727 | 113940.9801 | 447979.998 | 113945.6864 | 447981.253 | 113951.5692 | 447944.2489 | 113964.4166 | 447945.0228 | 113980.8144 | 447944.8848 | 113992.4383 | 447941.1685 | 113999.9295 | 447933.8426 | 114008.392 | 447930.804 | 114013.6767 | 447912.1944 | 114042.1729 | 447910.6961 | 114043.3109 | 447889.8079 | 114047.802 | 447882.1462 | 114050.8572 | 447870.3146 | 114079.0002 | 447864.396 | 114087.4766 | 447855.4396 | 114092.1641 | 447841.035 | 114097.0116 | 447818.1505 | 114111.2583 | 447810.416 | 114122.8872 | 447803.6921 | 114133.8962 | 447801.4135 | 114135.5347 | 447797.4622 | 114134.9075 | 447793.4239 | 114134.8235 | 447788.8019 | 114134.6809 | 447785.1549 | 114134.5486 | 447782.5591 | 114134.6866 | 447779.195 | 114134.9017 | 447776.8915 | 114136.9259 | 447773.5439 | 114134.9688 | 447767.1813 | 114133.4335 | 447756.9586 | 114133.9105 | 447751.1573 | 114133.7327 | 447744.8578 | 114133.0746 | 447738.1698 | 114131.8712 | 447734.5431 | 114130.935 | 447729.846 | 114129.4631 | 447726.2106 | 114128.7781 | 447723.1608 | 114128.0359 | 447722.5028 | 114128.4995 | 447723.8069 | 114133.6892 | 447726.7896 | 114135.1405
186 | 447726.7896 | 114135.1405 | 447724.2086 | 114135.727 | 447722.4845 | 114128.5466 | 447720.01 | 114120.8397 | 447719.0144 | 114112.0145 | 447716.4882 | 114105.4569 | 447715.274 | 114105.7256 | 447713.8249 | 114105.4512 | 447709.9816 | 114103.8331 | 447698.5437 | 114098.0308 | 447681.873 | 114086.9952 | 447674.959 | 114085.0667 | 447650.6027 | 114089.4134 | 447635.9794 | 114091.058 | 447580.7798 | 114100.1855 | 447580.6908 | 114100.2108
187 | 445629.9778 | 114598.7281 | 445635.4512 | 114598.6555 | 445670.6787 | 114595.915 | 445706.4201 | 114595.6295 | 445726.6316 | 114597.114 | 445782.1533 | 114597.0211 | 445781.7413 | 114601.1195
188 | 445781.7413 | 114601.1195 | 445782.1752 | 114596.9517 | 445792.6245 | 114594.3414 | 445826.5084 | 114591.9539 | 445855.0566 | 114592.1899 | 445883.9691 | 114591.9074 | 445887.9246 | 114605.5632 | 445903.7464 | 114646.7187 | 445914.5213 | 114643.5818 | 445926.6967 | 114642.3432 | 445930.913 | 114640.7863
189 | 439454.8094 | 111313.381 | 439457.6336 | 111314.4365 | 439459.718 | 111315.1761 | 439541.1709 | 111338.0737 | 439621.0334 | 111364.6945 | 439622.0642 | 111366.0548 | 439626.6123 | 111371.8483 | 439638.6866 | 111384.4639 | 439650.0569 | 111395.2387 | 439653.0062 | 111396.3032 | 439655.973 | 111396.791 | 439660.94 | 111395.8065 | 439665.728 | 111394.2851 | 439672.4849 | 111391.3765 | 439677.3691 | 111387.7007 | 439681.4496 | 111383.5346 | 439685.1391 | 111380.3474 | 439689.3441 | 111377.0215 | 439692.3027 | 111375.2464 | 439693.1532 | 111374.4698 | 439693.597 | 111373.2494 | 439693.2272 | 111370.217 | 439692.3396 | 111368.9226 | 439693.2179 | 111367.6301
190 | 448635.6876 | 114002.5235 | 448648.9167 | 113995.9811 | 448638.9864 | 113984.9503 | 448615.8461 | 113984.2485 | 448531.2425 | 113984.8398 | 448482.4276 | 113985.1975 | 448421.0157 | 113985.1781 | 448421.5802 | 113964.2344 | 448411.7128 | 113963.8242 | 448394.3813 | 113962.9517 | 448366.1056 | 113962.5185 | 448355.2919 | 113962.4078 | 448344.0986 | 113961.2279 | 448328.7115 | 113949.9718 | 448314.0242 | 113924.6414 | 448304.6498 | 113904.6676 | 448294.2295 | 113898.8651 | 448280.7452 | 113905.4717 | 448280.9034 | 113905.8315
191 | 448635.6876 | 114002.5235 | 448649.4458 | 113996.0086 | 448639.0779 | 113984.7018 | 448614.1483 | 113984.0673 | 448583.5266 | 113984.3129 | 448542.54 | 113984.656 | 448529.6189 | 113984.76 | 448508.9354 | 113984.8958 | 448482.2634 | 113985.1071 | 448421.4393 | 113984.8635 | 448421.7425 | 113964.0727 | 448411.8132 | 113963.7585 | 448392.8048 | 113962.7229 | 448381.4458 | 113962.5564 | 448355.3303 | 113962.2141 | 448344.144 | 113961.1475 | 448328.8476 | 113949.8586 | 448322.5521 | 113939.0395 | 448314.2272 | 113924.7713 | 448304.7455 | 113904.6169 | 448294.2385 | 113898.7779 | 448280.7399 | 113905.4638 | 448280.1966 | 113906.1621
192 | 448635.6876 | 114002.5235 | 448649.7873 | 113996.081 | 448639.1526 | 113984.4882 | 448616.234 | 113984.0124 | 448601.3993 | 113984.0571 | 448571.9649 | 113984.2945 | 448489.9223 | 113984.967 | 448470.2738 | 113984.9987 | 448431.132 | 113984.7752 | 448421.6314 | 113984.6703 | 448421.8632 | 113963.8977 | 448411.5527 | 113963.6474 | 448392.3029 | 113962.5464 | 448355.391 | 113962.0704 | 448344.1733 | 113961.0442 | 448329.0117 | 113949.8183 | 448314.3093 | 113924.6525 | 448304.8193 | 113904.5629 | 448294.2409 | 113898.6929 | 448280.7153 | 113905.4614 | 448279.8494 | 113905.4388
193 | 448280.9034 | 113905.8315 | 448280.3962 | 113905.6191 | 448279.0463 | 113902.9003 | 448275.2915 | 113895.258 | 448273.0497 | 113890.7531 | 448269.2329 | 113883.8104 | 448268.7346 | 113882.9044 | 448263.04 | 113873.6036 | 448260.5403 | 113869.5355 | 448257.6194 | 113865.2529 | 448252.7407 | 113858.949 | 448246.4428 | 113851.0927 | 448239.0892 | 113842.5926 | 448229.6081 | 113832.5229 | 448227.4185 | 113830.2041 | 448225.0175 | 113827.8922 | 448221.0484 | 113824.3892 | 448213.7227 | 113817.8811 | 448203.3663 | 113809.3497 | 448198.6671 | 113805.6086 | 448188.6301 | 113798.2177 | 448181.8779 | 113793.6098 | 448161.7582 | 113781.3828 | 448155.2749 | 113777.2507 | 448129.8644 | 113763.4127 | 448115.0467 | 113756.1263 | 448094.6571 | 113744.7987 | 448080.0843 | 113735.3081 | 448067.0423 | 113726.0623 | 448061.6044 | 113721.6093 | 448056.572 | 113717.0615 | 448045.1179 | 113705.7959 | 448037.19 | 113696.7716 | 448031.961 | 113690.3197 | 448026.5212 | 113682.8979 | 448019.0572 | 113671.3856 | 448015.8573 | 113666.0606 | 448011.9942 | 113659.137 | 448010.1562 | 113657.1809 | 448019.6672 | 113651.4634 | 448014.8394 | 113638.1864 | 448010.9976 | 113622.0919 | 447985.6251 | 113576.9506 | 447984.9081 | 113575.7304 | 447985.1311 | 113575.751
194 | 448280.1966 | 113906.1621 | 448280.3753 | 113905.637 | 448279.5256 | 113903.9088 | 448278.9004 | 113902.6398 | 448278.4917 | 113901.8197 | 448278.0551 | 113900.9334 | 448273.1122 | 113890.9711 | 448268.7696 | 113883.0639 | 448267.6555 | 113881.2315 | 448263.4173 | 113874.3006 | 448260.5774 | 113869.6604 | 448258.1275 | 113866.0476 | 448253.9632 | 113860.5863 | 448252.7667 | 113859.0408 | 448251.139 | 113856.979 | 448247.6564 | 113852.6617 | 448246.4239 | 113851.1401 | 448245.3314 | 113849.8755 | 448243.9336 | 113848.261 | 448242.9679 | 113847.1377 | 448240.8274 | 113844.6616 | 448239.0786 | 113842.6384 | 448230.3304 | 113833.3391 | 448228.4101 | 113831.2891 | 448227.3549 | 113830.1632 | 448226.3091 | 113829.1539 | 448224.7977 | 113827.7165 | 448223.9377 | 113826.9541 | 448221.2508 | 113824.598 | 448213.731 | 113818.0628 | 448203.318 | 113809.4263 | 448198.4633 | 113805.5918 | 448193.1512 | 113801.6693 | 448188.5427 | 113798.3097 | 448181.8864 | 113793.7399 | 448170.9681 | 113787.1581 | 448165.461 | 113783.7618 | 448162.3332 | 113781.8045 | 448155.1954 | 113777.3967 | 448142.2628 | 113770.408 | 448134.5311 | 113766.1126 | 448129.3534 | 113763.2799 | 448114.9879 | 113756.2787 | 448106.3451 | 113751.467 | 448094.9746 | 113745.1841 | 448086.0211 | 113739.3103 | 448074.0687 | 113731.4656 | 448066.8373 | 113726.1255 | 448058.1034 | 113718.7517 | 448053.6551 | 113714.4255 | 448047.3752 | 113708.2153 | 448043.5858 | 113704.2098 | 448038.5158 | 113698.4974 | 448031.8244 | 113690.3704 | 448027.1671 | 113684.0048 | 448023.821 | 113679.1204 | 448017.6185 | 113669.3501 | 448013.1092 | 113661.4444 | 448011.9556 | 113659.2171 | 448010.0381 | 113657.1116 | 448019.5751 | 113651.4344 | 448014.7839 | 113638.261 | 448010.9105 | 113622.2009 | 448003.9534 | 113609.7702 | 448001.3169 | 113605.0545 | 447999.7171 | 113602.167 | 447988.8042 | 113582.7498 | 447986.1671 | 113577.9697 | 447984.8901 | 113575.7299 | 447984.1275 | 113575.7579
195 | 448279.8494 | 113905.4388 | 448280.2643 | 113905.4369 | 448277.8728 | 113900.6605 | 448276.7333 | 113898.3494 | 448275.9324 | 113896.7078 | 448273.0853 | 113890.9864 | 448271.3802 | 113887.8661 | 448268.6967 | 113883.0066 | 448266.3642 | 113879.1892 | 448260.5264 | 113869.6385 | 448258.0739 | 113866.0371 | 448253.7652 | 113860.3818 | 448251.3908 | 113857.356 | 448246.7258 | 113851.5824 | 448238.4639 | 113842.0764 | 448227.3299 | 113830.1778 | 448224.7321 | 113827.6924 | 448221.0621 | 113824.5557 | 448213.3305 | 113817.8605 | 448205.4968 | 113811.3353 | 448198.4791 | 113805.6961 | 448188.837 | 113798.603 | 448182.1087 | 113793.9942 | 448169.4819 | 113786.3754 | 448155.2892 | 113777.5605 | 448129.7099 | 113763.6204 | 448115.0459 | 113756.4822 | 448094.7707 | 113745.2051 | 448072.3931 | 113730.3975 | 448066.3805 | 113725.9114 | 448058.335 | 113719.1373 | 448052.8253 | 113713.7563 | 448045.2351 | 113706.2476 | 448039.9595 | 113700.4377 | 448033.4485 | 113692.6913 | 448029.208 | 113687.1819 | 448024.2997 | 113680.2368 | 448020.5867 | 113674.2605 | 448018.1345 | 113670.4021 | 448015.8101 | 113666.4043 | 448011.9105 | 113659.2774 | 448009.8695 | 113657.0775 | 448019.4792 | 113651.3802 | 448014.7089 | 113638.2902 | 448010.793 | 113622.2263 | 448007.5411 | 113616.4138 | 447999.716 | 113602.3573 | 447993.6946 | 113591.6462 | 447989.5561 | 113584.1661 | 447988.0117 | 113581.3805 | 447986.5383 | 113578.6908 | 447985.5606 | 113576.9708 | 447984.8481 | 113575.682 | 447984.1345 | 113574.7544
196 | 447754.4932 | 113347.5275 | 447755.9664 | 113349.5105 | 447758.3959 | 113351.5485 | 447763.5951 | 113353.4165 | 447764.0929 | 113353.475 | 447767.6059 | 113355.3581 | 447772.6628 | 113360.3953 | 447775.4259 | 113364.7082 | 447777.8093 | 113369.9119 | 447778.7514 | 113372.8885 | 447779.6254 | 113376.6454 | 447779.617 | 113376.8557 | 447782.0155 | 113380.5998 | 447794.6591 | 113383.2599 | 447807.3801 | 113386.3654 | 447810.5446 | 113386.7369 | 447810.9529 | 113387.0504
197 | 447810.9529 | 113387.0504 | 447810.5446 | 113386.6983 | 447815.1064 | 113383.3915 | 447821.9251 | 113381.4605 | 447842.1399 | 113380.2536 | 447864.3642 | 113377.7506 | 447873.3729 | 113376.301 | 447882.3815 | 113373.8158 | 447892.0153 | 113368.7699 | 447896.464 | 113365.532 | 447903.4442 | 113355.0263 | 447905.7618 | 113350.7306 | 447911.2873 | 113340.9172 | 447915.7962 | 113334.5959 | 447938.6768 | 113330.547 | 447976.396 | 113325.1893 | 447994.7531 | 113322.7262 | 448008.672 | 113320.2678 | 448014.8602 | 113318.6264 | 448039.1305 | 113315.051 | 448044.2852 | 113315.5235 | 448050.6377 | 113314.8749 | 448061.6497 | 113314.1674 | 448064.037 | 113315.0588 | 448069.2411 | 113314.9043 | 448079.1801 | 113313.1023 | 448088.0032 | 113313.9958 | 448098.2224 | 113314.6101 | 448111.7205 | 113314.9331 | 448127.6272 | 113316.4138 | 448138.8972 | 113315.978 | 448147.8319 | 113316.4434 | 448156.9063 | 113318.1652 | 448165.7189 | 113319.2215 | 448177.1412 | 113318.9169 | 448189.325 | 113319.0692 | 448192.9801 | 113319.9323 | 448195.1123 | 113320.1861 | 448198.1582 | 113319.5261 | 448202.1687 | 113317.0894 | 448205.8902 | 113314.5106 | 448217.011 | 113314.0566 | 448219.0795 | 113314.259 | 448217.1365 | 113302.7415 | 448218.2151 | 113302.153
198 | 448635.6876 | 114002.5235 | 448658.3267 | 114005.041 | 448659.7784 | 113999.829 | 448672.8112 | 113994.5269 | 448685.2449 | 113991.8519 | 448699.8791 | 113987.0017 | 448718.9769 | 114006.6767 | 448722.2032 | 114009.772 | 448772.8388 | 114048.0915 | 448956.1223 | 114071.6427 | 449031.3224 | 114088.1171 | 449075.0765 | 114089.8708 | 449084.676 | 114085.5845 | 449112.4698 | 114088.9108 | 449125.3732 | 114106.8372 | 449139.9538 | 114132.6043 | 449143.6217 | 114142.0128 | 449152.2682 | 114158.5874 | 449164.8908 | 114168.3312 | 449174.3258 | 114179.2867 | 449195.9996 | 114188.2114 | 449197.2898 | 114188.5886 | 449197.9809 | 114189.584 | 449247.5709 | 114200.7801 | 449248.1839 | 114200.4931 | 449248.1772 | 114200.4965
199 | 449248.1772 | 114200.4965 | 449247.3962 | 114200.8869 | 449247.4194 | 114203.76 | 449229.8965 | 114287.0638 | 449215.7873 | 114354.8031 | 449215.8008 | 114355.3309 | 449215.2915 | 114355.8163 | 449211.0871 | 114358.0424 | 449206.5921 | 114360.7899 | 449201.8541 | 114362.4574 | 449196.9345 | 114366.1751 | 449196.2009 | 114366.9259 | 449196.1759 | 114366.9642
200 | 449196.1759 | 114366.9642 | 449179.7127 | 114392.1639 | 449179.0387 | 114392.9918 | 449176.4782 | 114395.3642 | 449173.9156 | 114395.1495
201 | 448635.6876 | 114002.5235 | 448636.496 | 114002.3262 | 448640.9063 | 114001.2838 | 448652.3425 | 113998.5907 | 448670.2728 | 113994.3474 | 448684.9518 | 113990.8897 | 448699.4127 | 113985.9458 | 448710.453 | 113984.031 | 448730.98 | 113984.0319 | 448748.7348 | 113983.6597 | 448785.6954 | 113982.5256 | 448796.5715 | 113981.0943 | 448831.9569 | 113980.368 | 448841.4984 | 113982.2446 | 448883.6752 | 113982.4017 | 448918.9848 | 113981.7134 | 448932.216 | 113980.2366 | 448954.337 | 113981.6391 | 448984.7575 | 113981.782 | 449013.5685 | 113984.4464 | 449033.6516 | 113987.6176 | 449061.7197 | 113988.6576 | 449105.5678 | 113995.4787 | 449129.6792 | 114000.485 | 449162.7127 | 114007.2537 | 449183.8201 | 114012.0821 | 449197.0942 | 114014.5388 | 449223.0437 | 114021.2678 | 449246.9835 | 114028.1421 | 449270.1942 | 114034.9726 | 449286.6038 | 114039.652 | 449326.797 | 114052.8087 | 449341.5979 | 114056.2661 | 449360.1544 | 114062.839 | 449415.3246 | 114082.0677 | 449426.8058 | 114085.7482 | 449462.3541 | 114101.0562 | 449494.0402 | 114121.7651 | 449505.5185 | 114125.8911 | 449527.2184 | 114130.1353 | 449532.8757 | 114133.828 | 449556.2909 | 114137.8278 | 449565.2508 | 114138.2083 | 449565.9448 | 114138.3764
202 | 449565.9448 | 114138.3764 | 449577.771 | 114141.242 | 449593.3777 | 114144.5875 | 449642.0598 | 114151.4661 | 449665.7134 | 114152.8523 | 449672.4588 | 114153.209 | 449672.9159 | 114152.9587 | 449675.6583 | 114153.0739 | 449691.6025 | 114154.1758 | 449689.6668 | 114171.2091 | 449686.7892 | 114179.7043 | 449664.6582 | 114282.2575 | 449665.3258 | 114282.3952 | 449647.0672 | 114360.0765 | 449645.1844 | 114367.1467 | 449761.5345 | 114390.3688
203 | 449872.7685 | 114472.8847 | 449876.5721 | 114473.097 | 449981.0703 | 114443.1348 | 449999.4534 | 114437.1607 | 450003.3799 | 114435.0807 | 450008.2782 | 114433.3908 | 450046.2803 | 114412.3419 | 450052.9348 | 114407.4376 | 450066.3016 | 114385.645 | 450093.9719 | 114369.7521 | 450107.5864 | 114363.7394 | 450143.7682 | 114344.1033 | 450167.0388 | 114333.24 | 450184.6082 | 114329.0667 | 450198.4933 | 114320.5041 | 450202.2679 | 114317.0978 | 450225.4304 | 114304.5717 | 450534.9779 | 114140.2178 | 450620.3068 | 114085.8774 | 450663.6344 | 114073.1483 | 450677.8995 | 114060.5569 | 450690.575 | 114043.0851 | 450697.5494 | 114028.4388 | 450699.2613 | 114025.3954 | 450717.1905 | 113996.6764
204 | 450717.1905 | 113996.6764 | 450721.482 | 113989.8024 | 450738.8599 | 113971.3951 | 450744.6068 | 113962.4216 | 450751.2516 | 113955.0079 | 450754.1835 | 113953.3374 | 450757.1155 | 113953.4056 | 450774.98 | 113960.9741 | 450788.5838 | 113965.7331 | 450804.2988 | 113972.5092 | 450818.5317 | 113982.5899 | 450907.0171 | 114049.5142 | 451117.115 | 114181.6186 | 451146.5317 | 114202.4731 | 451163.9826 | 114212.1092 | 451203.758 | 114230.9791 | 451231.6188 | 114242.6745 | 451249.5781 | 114248.7891 | 451290.9913 | 114258.4254 | 451317.5129 | 114265.4097 | 451351.4908 | 114275.5559 | 451378.1154 | 114285.7011 | 451409.7961 | 114301.0365 | 451446.596 | 114318.9483 | 451473.1889 | 114333.7192 | 451483.1008 | 114337.5774 | 451502.3054 | 114343.0169 | 451530.3226 | 114353.5654 | 451533.8255 | 114354.4521 | 451536.6596 | 114354.2841 | 451545.3963 | 114352.8361 | 451562.4678 | 114351.7853 | 451591.952 | 114355.9838 | 451592.2094 | 114356.0072
205 | 451592.2094 | 114356.0072 | 451598.1381 | 114356.5465 | 451622.285 | 114360.9086 | 451646.3596 | 114366.1521 | 451671.4606 | 114367.8037 | 451680.0976 | 114368.919 | 451716.236 | 114378.7044 | 451747.1156 | 114380.834 | 451795.5437 | 114389.2243 | 451835.6222 | 114401.4765 | 451851.365 | 114404.2901 | 451862.863 | 114404.9739 | 451880.215 | 114401.0426 | 451890.781 | 114397.6173 | 451902.3488 | 114395.431 | 451909.0356 | 114396.0424 | 452049.0905 | 114462.8846 | 452162.9242 | 114525.8317 | 452301.5979 | 114594.2451 | 452308.2154 | 114595.6722 | 452314.7756 | 114594.2227 | 452319.8312 | 114592.2099 | 452325.8956 | 114588.8005 | 452328.9552 | 114588.4048 | 452333.2027 | 114589.9221 | 452474.6397 | 114670.5353 | 452475.6312 | 114671.6065 | 452475.5586 | 114672.3167
206 | 448635.6876 | 114002.5235 | 448684.9212 | 113990.7234 | 448699.1122 | 113985.8103 | 448710.5436 | 113983.8091 | 448717.1193 | 113983.8003 | 448729.4993 | 113983.7859 | 448756.3178 | 113983.1616 | 448785.2308 | 113982.319 | 448796.6311 | 113980.7257 | 448832.03 | 113980.0365 | 448841.0781 | 113981.9321 | 448852.4258 | 113982.0408 | 448865.9166 | 113982.067 | 448878.0452 | 113982.087 | 448900.6635 | 113981.7414 | 448919.0089 | 113981.4258 | 448932.4378 | 113979.7243 | 448953.7874 | 113981.1285 | 448969.0779 | 113981.2017 | 448984.0968 | 113981.1903 | 449014.5276 | 113984.1709 | 449033.5937 | 113987.1981 | 449048.46 | 113987.6883 | 449062.0872 | 113988.3827 | 449083.4334 | 113991.6694 | 449105.632 | 113995.2382 | 449113.7154 | 113996.9222 | 449163.8349 | 114007.2801 | 449184.1541 | 114011.9514 | 449195.8014 | 114013.9826 | 449218.9173 | 114019.9339 | 449234.6519 | 114024.2303 | 449244.3093 | 114027.0746 | 449263.4195 | 114032.6523 | 449271.6208 | 114035.0186 | 449277.6126 | 114036.8529 | 449285.5984 | 114038.8926 | 449303.2553 | 114044.6668 | 449327.4871 | 114052.559 | 449341.912 | 114055.9332 | 449352.8243 | 114059.7347 | 449374.0977 | 114067.1446 | 449391.9103 | 114073.3113 | 449415.4811 | 114081.5907 | 449426.6847 | 114085.3897 | 449431.8054 | 114087.5489 | 449462.5904 | 114100.5797 | 449494.3623 | 114121.5292 | 449505.6487 | 114125.7225 | 449527.1632 | 114129.7608 | 449533.0157 | 114133.6595 | 449556.194 | 114137.6695 | 449565.1353 | 114138.086 | 449566.193 | 114138.3321
207 | 449566.193 | 114138.3321 | 449577.5227 | 114140.9678 | 449594.129 | 114144.4434 | 449642.0125 | 114151.2709 | 449660.1833 | 114152.433 | 449672.2911 | 114153.0798 | 449672.9705 | 114152.6936 | 449675.7364 | 114152.8993 | 449692.0243 | 114153.9393 | 449690.125 | 114171.112 | 449687.1101 | 114180.0758 | 449682.2798 | 114202.7036 | 449674.6399 | 114237.7533 | 449670.5384 | 114256.3678 | 449665.0534 | 114282.0725 | 449665.7861 | 114282.2005 | 449655.2394 | 114328.6465 | 449651.548 | 114344.1662 | 449646.2097 | 114366.7267 | 449721.1098 | 114381.548 | 449762.0136 | 114390.0089
208 | 447158.1872 | 112647.8113 | 447160.5735 | 112642.5726 | 447173.9117 | 112570.1839 | 447182.6191 | 112514.3273 | 447195.2487 | 112451.9384 | 447205.4436 | 112407.9037 | 447210.2953 | 112387.3815 | 447208.2642 | 112363.7638 | 447206.9103 | 112349.4321 | 447206.7606 | 112338.3628 | 447207.9133 | 112328.2886 | 447211.8277 | 112313.0443 | 447220.408 | 112294.8528 | 447221.7644 | 112291.875 | 447229.8801 | 112274.0119 | 447245.8753 | 112253.3453 | 447253.2484 | 112240.3803 | 447259.295 | 112224.2812 | 447260.7137 | 112220.5315 | 447269.1333 | 112201.4355
209 | 447269.1333 | 112201.4355 | 447283.1427 | 112206.2682 | 447290.6011 | 112209.731 | 447302.9431 | 112209.9086 | 447308.8033 | 112212.7499 | 447311.3782 | 112215.8576 | 447315.729 | 112219.8532 | 447338.3707 | 112226.5125 | 447359.8582 | 112237.7002 | 447366.2512 | 112242.051 | 447368.6482 | 112237.6023
210 | 447368.6482 | 112237.6023 | 447384.3284 | 112210.6919 | 447393.0837 | 112185.9488 | 447397.0806 | 112168.2479 | 447401.0776 | 112138.7465 | 447401.8389 | 112118.381 | 447400.5066 | 112103.5351 | 447401.8389 | 112088.8796 | 447402.7042 | 112062.635 | 447402.0542 | 112045.7351 | 447401.0142 | 112032.8652 | 447400.2343 | 112022.2053 | 447399.3221 | 112018.1004
211 | 447399.3221 | 112018.1004 | 447399.6925 | 112012.1209
212 | 446905.688 | 113574.7161 | 446908.0777 | 113574.6944 | 446909.5888 | 113572.73 | 446912.3087 | 113565.1747 | 446916.993 | 113555.5039 | 446914.5753 | 113545.9842 | 446848.0885 | 113550.2152 | 446843.8575 | 113551.2729 | 446841.1376 | 113554.5972 | 446838.7199 | 113559.2815 | 446837.511 | 113564.5703 | 446825.2714 | 113568.499 | 446814.694 | 113572.2767 | 446810.6141 | 113576.0544 | 446806.9875 | 113577.5654 | 446798.2234 | 113564.4192 | 446795.8057 | 113563.6636 | 446780.0906 | 113569.4057 | 446762.5623 | 113576.8099 | 446743.5229 | 113587.0851 | 446730.0744 | 113596.907 | 446711.7905 | 113611.111 | 446707.7107 | 113615.0398 | 446706.6529 | 113617.6086 | 446702.7241 | 113620.4796 | 446693.5067 | 113624.8617 | 446687.6135 | 113624.4084 | 446683.2314 | 113623.3506 | 446681.1159 | 113621.3863 | 446678.2449 | 113616.2486 | 446705.7463 | 113548.4019 | 446710.4306 | 113540.5444 | 446712.5461 | 113536.4645 | 446716.4748 | 113528.4558 | 446717.8348 | 113524.6782 | 446719.3458 | 113520.2961 | 446721.1591 | 113516.2162 | 446721.7636 | 113513.3452 | 446721.6124 | 113512.1364 | 446722.0217 | 113509.892 | 446724.0301 | 113502.4656 | 446729.46 | 113482.5272 | 446735.9575 | 113481.8745
213 | 447193.769 | 110849.1923 | 447180.8461 | 110789.379
214 | 447399.6925 | 112012.1209 | 447399.9352 | 112009.4161 | 447400.157 | 111974.7059 | 447400.4235 | 111961.7686 | 447401.169 | 111937.9274 | 447400.8741 | 111917.6787 | 447400.2435 | 111913.6266 | 447399.0814 | 111908.3298 | 447396.8456 | 111899.7597 | 447383.0633 | 111867.3281 | 447377.8833 | 111849.1121 | 447374.9817 | 111836.2537 | 447368.1469 | 111779.5678 | 447365.7201 | 111746.0367 | 447364.1368 | 111729.6403 | 447353.7555 | 111677.1979 | 447347.1273 | 111631.0607 | 447345.7824 | 111615.4494 | 447346.2794 | 111594.9407 | 447350.7209 | 111558.7119 | 447351.0833 | 111535.2197
215 | 447351.0833 | 111535.2197 | 447351.4852 | 111509.1027 | 447348.3395 | 111484.9389 | 447343.7395 | 111468.4075 | 447332.2635 | 111436.5956 | 447322.0906 | 111395.2608 | 447313.2581 | 111357.0663 | 447308.5842 | 111327.879 | 447294.0168 | 111210.8829 | 447279.7614 | 111136.6415 | 447271.5633 | 111111.197
216 | 447271.5633 | 111111.197 | 447257.9631 | 111082.7923 | 447239.7658 | 111052.7523 | 447195.6978 | 110989.8601 | 447194.3239 | 110986.1462 | 447187.8836 | 110977.001 | 447186.1362 | 110975.6466 | 447179.5887 | 110966.1794 | 447177.1981 | 110962.7203 | 447173.5701 | 110953.7254 | 447168.4499 | 110926.0932 | 447165.0235 | 110898.8318 | 447161.1553 | 110871.9257 | 447157.7011 | 110860.3633 | 447157.0258 | 110856.2387 | 447167.5504 | 110847.7259 | 447190.4911 | 110831.5783 | 447191.7718 | 110832.0794 | 447193.769 | 110849.1923
217 | 443206.0369 | 111856.2394 | 443207.5222 | 111852.2388 | 443210.0842 | 111848.4712 | 443216.9412 | 111848.019 | 443227.4905 | 111855.931 | 443235.5408 | 111863.1021
218 | 443235.5408 | 111863.1021 | 443235.3251 | 111864.302 | 443220.5581 | 111882.9071 | 443201.1404 | 111900.5483 | 443163.6667 | 111937.7268 | 443150.0243 | 111953.2591 | 443145.9662 | 111963.2827 | 443144.54 | 111972.1883 | 443144.4239 | 111981.9114 | 443163.7775 | 112052.0902 | 443169.1159 | 112083.7687 | 443165.9229 | 112094.3666 | 443124.9977 | 112169.4033 | 443116.7272 | 112189.0807 | 443095.93 | 112225.8827 | 443088.9196 | 112231.1728 | 443068.376 | 112238.3473 | 443041.7375 | 112248.0927
219 | 443041.7375 | 112248.0927 | 443005.7778 | 112260.841 | 442976.5446 | 112275.022 | 442946.2237 | 112287.8445 | 442933.2002 | 112292.2809 | 442924.6055 | 112294.0575 | 442912.8052 | 112296.1003 | 442894.8747 | 112302.4868 | 442889.0607 | 112305.5079 | 442872.3684 | 112315.132 | 442862.0459 | 112321.0164 | 442836.5191 | 112335.2384 | 442815.3957 | 112347.695 | 442810.7269 | 112350.4597 | 442800.2842 | 112357.0126 | 442803.4218 | 112361.8755
220 | 442803.4218 | 112361.8755 | 442800.229 | 112357.0412 | 442798.2666 | 112357.9391 | 442793.5179 | 112360.3643 | 442778.9218 | 112369.2807 | 442772.9385 | 112372.9373 | 442769.6375 | 112375.0771 | 442768.3799 | 112375.9104 | 442766.8986 | 112376.8732 | 442764.8809 | 112378.1839 | 442764.1022 | 112378.6976 | 442761.6545 | 112380.2864 | 442758.6215 | 112382.2346 | 442755.9671 | 112383.9378 | 442753.7927 | 112385.3285 | 442751.6244 | 112386.7223 | 442749.6274 | 112388.0011 | 442746.9324 | 112389.7262 | 442743.6956 | 112391.8064 | 442742.4759 | 112392.5927 | 442740.3656 | 112393.7897 | 442736.3186 | 112396.1096 | 442727.9528 | 112400.8931 | 442710.8423 | 112410.6804 | 442705.2047 | 112413.8777 | 442702.5383 | 112416.4994 | 442698.1719 | 112420.7311 | 442693.1944 | 112424.3544 | 442679.096 | 112432.5478 | 442668.929 | 112438.435 | 442639.8304 | 112456.4369
221 | 442639.8304 | 112456.4369 | 442623.8864 | 112466.9616 | 442602.741 | 112479.9331 | 442595.0537 | 112481.9423 | 442588.824 | 112483.8263 | 442582.7199 | 112484.4794 | 442576.5656 | 112484.0775 | 442570.7524 | 112481.9935 | 442560.2541 | 112476.0088 | 442552.4709 | 112470.5215 | 442544.5897 | 112465.1369 | 442533.5757 | 112458.2348 | 442526.3799 | 112454.9061 | 442519.5267 | 112452.2138 | 442511.0018 | 112451.3827 | 442502.704 | 112451.4739 | 442489.8774 | 112453.4799 | 442470.6056 | 112454.0898 | 442459.2578 | 112452.9328 | 442447.198 | 112450.6632 | 442432.6405 | 112446.901 | 442424.0909 | 112445.1636 | 442417.4292 | 112444.5141 | 442410.4496 | 112446.095 | 442397.4726 | 112452.5566 | 442389.8981 | 112458.0715 | 442383.8298 | 112463.6985 | 442378.5338 | 112468.0015 | 442358.6428 | 112486.602 | 442353.0473 | 112491.7757 | 442341.2116 | 112503.8841 | 442332.8367 | 112514.3335 | 442324.8236 | 112526.3536 | 442313.3286 | 112545.6753 | 442292.2031 | 112571.8285 | 442278.4291 | 112584.6657 | 442261.4394 | 112595.5516 | 442246.9838 | 112602.2423 | 442242.7288 | 112605.0218 | 442242.5744 | 112606.3772 | 442244.6663 | 112609.5361
222 | 450154.6349 | 114838.3639 | 450154.1294 | 114838.3218 | 450154.1294 | 114836.8901 | 450156.4733 | 114837.1614 | 450156.9236 | 114836.0645 | 450152.0641 | 114834.3861 | 450094.4205 | 114810.3443 | 449987.4299 | 114765.7953 | 449908.7812 | 114733.5988 | 449904.5402 | 114731.9179 | 449883.7456 | 114726.5415 | 449877.8934 | 114725.2505 | 449861.1342 | 114722.7867 | 449851.1896 | 114720.1104 | 449846.7497 | 114718.5045 | 449843.2634 | 114717.5332 | 449842.3638 | 114717.2782 | 449841.0261 | 114716.7482 | 449840.7052 | 114716.3335 | 449840.6331 | 114716.2902 | 449840.3121 | 114716.5679 | 449839.2423 | 114717.1614 | 449835.7276 | 114720.1465 | 449833.6218 | 114724.114 | 449830.8826 | 114728.5732 | 449823.0735 | 114744.6804 | 449819.0378 | 114754.4358 | 449815.494 | 114762.6845 | 449811.4182 | 114771.0492 | 449812.4458 | 114771.5212 | 449813.9044 | 114773.4242 | 449816.392 | 114780.8387 | 449816.8698 | 114783.3437 | 449816.658 | 114785.8434 | 449816.1072 | 114786.8391 | 449817.2935 | 114787.75 | 449819.9204 | 114788.8728 | 449820.4578 | 114790.2171
223 | 449830.9407 | 114633.7199 | 449830.0574 | 114633.3445 | 449793.9699 | 114620.0519 | 449791.937 | 114619.2248 | 449789.954 | 114618.0789 | 449788.6984 | 114615.5876 | 449787.1806 | 114610.4279 | 449776.9508 | 114557.5545 | 449772.9632 | 114550.2567 | 449758.9579 | 114531.6784 | 449726.6877 | 114530.3414 | 449625.0822 | 114558.7175 | 449623.1828 | 114550.4866 | 449583.3973 | 114560.2713 | 449593.7185 | 114592.6443 | 449603.925 | 114628.5616 | 449610.0913 | 114627.5298 | 449612.3727 | 114627.6414
224 | 449286.9187 | 114296.9726 | 449305.6887 | 114210.3927 | 449310.4917 | 114210.8545 | 449335.2458 | 114215.2265 | 449386.6937 | 114226.1257 | 449427.8274 | 114232.8684 | 449430.2598 | 114232.3758 | 449438.4803 | 114209.038 | 449447.9017 | 114208.5146 | 449448.1172 | 114206.0207 | 449451.6887 | 114192.2581 | 449450.6419 | 114189.8258 | 449452.8895 | 114183.4833 | 449476.1349 | 114134.3446 | 449477.582 | 114133.2978 | 449531.5854 | 114134.1598 | 449533.833 | 114134.7756 | 449555.9393 | 114138.501 | 449563.7288 | 114138.9013 | 449566.3766 | 114139.2092 | 449593.132 | 114145.2438 | 449641.5626 | 114152.0481 | 449690.5475 | 114154.7883 | 449688.5462 | 114171.5065 | 449686.1447 | 114172.7073 | 449680.1101 | 114205.2202 | 449675.9228 | 114219.3214 | 449662.3758 | 114280.1291 | 449662.5605 | 114281.5146 | 449663.3918 | 114282.1304 | 449664.685 | 114282.5306 | 449655.7254 | 114316.9524 | 449649.5677 | 114337.2729 | 449643.8115 | 114367.1922 | 449644.0846 | 114367.6702 | 449644.4759 | 114368.2871 | 449777.7411 | 114394.0473 | 449779.2805 | 114395.7099 | 449780.4813 | 114402.4834 | 449779.1882 | 114405.5931 | 449775.6167 | 114407.6867 | 449768.0426 | 114409.9651 | 449758.1287 | 114411.8124 | 449754.434 | 114413.7213 | 449747.876 | 114428.5922 | 449745.8748 | 114432.41 | 449719.612 | 114439.122 | 449705.5108 | 114447.8968 | 449705.5724 | 114455.9018 | 449707.7584 | 114475.7913 | 449709.7596 | 114483.5809 | 449711.8225 | 114488.1992 | 449717.426 | 114488.7842 | 449725.0308 | 114487.5218 | 449728.2329 | 114485.89 | 449729.9878 | 114485.305 | 449733.2206 | 114487.2139 | 449735.0372 | 114491.0933 | 449742.1186 | 114510.3362 | 449744.9819 | 114513.0764 | 449750.4315 | 114516.7095 | 449755.6348 | 114522.3746 | 449762.9808 | 114535.4901 | 449769.553 | 114542.1098 | 449776.3691 | 114552.1656 | 449777.877 | 114557.3708 | 449788.2758 | 114611.4532 | 449790.1048 | 114617.2884 | 449793.0095 | 114619.0657 | 449831.0973 | 114631.9512 | 449831.8902 | 114632.8145
225 | 449831.8902 | 114632.8145 | 449832.0892 | 114634.3417 | 449833.5656 | 114635.7787 | 449865.0173 | 114647.3344 | 449866.2086 | 114647.0396 | 449867.7865 | 114644.695 | 449869.3103 | 114644.1789 | 449876.9285 | 114646.8561 | 449878.8412 | 114648.9675 | 449914.9048 | 114660.4004 | 449915.3358 | 114661.4164 | 449907.4383 | 114685.8606 | 449907.4732 | 114686.3494 | 449907.8573 | 114686.6636 | 449908.3111 | 114686.9254
226 | 451544.9427 | 112508.7331 | 451542.3122 | 112505.8064 | 451543.0938 | 112505.1551 | 451543.007 | 112503.6352 | 451543.2675 | 112501.8548 | 451544.4399 | 112500.2916 | 451548.1805 | 112497.1755 | 451565.1205 | 112487.6166 | 451628.6985 | 112442.1641 | 451631.7269 | 112443.2697 | 451644.321 | 112454.5659 | 451652.5619 | 112460.5959 | 451663.4822 | 112458.2275 | 451676.8609 | 112453.0721 | 451697.7248 | 112439.9172 | 451701.4848 | 112437.2858 | 451710.3822 | 112433.5758 | 451712.5163 | 112433.5101 | 451713.3487 | 112433.0259
227 | 451371.1675 | 112598.3321 | 451361.6621 | 112581.2006 | 451425.4636 | 112540.3003 | 451469.5181 | 112513.9743 | 451478.9246 | 112510.545 | 451484.8744 | 112518.3628 | 451489.4062 | 112524.4052 | 451493.4345 | 112526.8389 | 451496.4556 | 112527.5942 | 451500.8196 | 112526.4193 | 451508.2047 | 112523.7338 | 451512.5686 | 112521.8036 | 451518.7049 | 112520.6274 | 451520.3969 | 112520.7664 | 451529.5593 | 112517.8135 | 451531.5568 | 112516.3805 | 451541.9786 | 112505.9588 | 451544.9427 | 112508.7331
228 | 451216.2023 | 112741.8189 | 451215.7677 | 112740.9734 | 451215.9892 | 112738.4822 | 451218.4345 | 112735.9213 | 451227.6413 | 112732.9498 | 451243.8777 | 112729.7885 | 451252.546 | 112728.0622 | 451266.0052 | 112725.3518 | 451285.8114 | 112721.3616 | 451312.102 | 112715.0095 | 451319.0131 | 112713.1193 | 451318.7395 | 112710.0848 | 451315.2574 | 112707.3239 | 451296.7574 | 112695.0923 | 451279.2499 | 112679.3414 | 451291.76 | 112668.3526 | 451313.7779 | 112651.1736 | 451343.0833 | 112625.6557 | 451371.1675 | 112598.3321
229 | 450700.8791 | 113356.8015 | 450700.2879 | 113352.5291 | 450739.3408 | 113324.5615 | 450759.166 | 113296.7219 | 450769.1223 | 113287.8159 | 450773.749 | 113282.4826 | 450811.3752 | 113239.0475 | 450860.8691 | 113139.2925 | 450895.4736 | 113095.0451 | 450915.9683 | 113061.2435 | 450926.3198 | 113037.3183 | 450951.2388 | 112997.1477 | 450964.6793 | 112959.7189
230 | 450964.6793 | 112959.7189 | 450967.9847 | 112950.6601 | 450976.1046 | 112937.7714 | 450992.3568 | 112881.8758 | 450992.9889 | 112878.4833 | 451000.8542 | 112864.6024 | 451010.0476 | 112846.2156 | 451024.461 | 112822.6556 | 451040.6268 | 112800.8878 | 451060.3381 | 112780.9011 | 451083.346 | 112763.5386 | 451090.8023 | 112758.9583 | 451097.6389 | 112752.1962 | 451112.332 | 112735.5697 | 451140.945 | 112713.9167 | 451170.8468 | 112696.6458 | 451182.2043 | 112689.0115 | 451187.3982 | 112683.8176 | 451199.5465 | 112675.3666 | 451208.5258 | 112670.5249 | 451216.9768 | 112666.6515 | 451230.7978 | 112663.7464 | 451246.1695 | 112665.185 | 451263.6063 | 112673.7832 | 451278.8059 | 112679.6666
231 | 451278.8059 | 112679.6666 | 451279.9692 | 112680.2091 | 451296.8273 | 112695.3334 | 451315.3358 | 112707.5017 | 451318.5711 | 112710.0971 | 451318.9345 | 112713.0545 | 451310.5323 | 112715.2958 | 451296.3607 | 112718.746 | 451286.2807 | 112721.2111 | 451272.1071 | 112724.0771 | 451265.7019 | 112725.373 | 451258.8959 | 112726.7439 | 451252.7118 | 112727.9899 | 451243.8813 | 112729.7454 | 451235.3231 | 112731.4051 | 451227.6744 | 112732.8979 | 451218.4262 | 112735.8776 | 451215.9716 | 112738.4619 | 451215.7578 | 112740.9618 | 451216.2023 | 112741.8189
232 | 447985.1311 | 113575.751 | 447984.5797 | 113574.6592 | 447984.1223 | 113574.4693 | 447973.3021 | 113571.2854 | 447965.2937 | 113565.3219 | 447958.6282 | 113557.9712 | 447958.1448 | 113557.4961 | 447949.9368 | 113549.7401 | 447947.7946 | 113547.7045 | 447945.7836 | 113545.8167 | 447943.9503 | 113543.8877 | 447934.2208 | 113533.599 | 447922.6636 | 113522.3188 | 447914.5304 | 113514.4028 | 447913.8254 | 113513.1198 | 447913.5056 | 113512.514 | 447913.3916 | 113512.4763
233 | 447913.3916 | 113512.4763 | 447912.9602 | 113511.8988 | 447910.5102 | 113508.7038 | 447891.0286 | 113489.0695 | 447875.2554 | 113473.9888 | 447872.4368 | 113471.1791 | 447848.4926 | 113448.8563 | 447816.6415 | 113419.8638 | 447809.5157 | 113411.2698 | 447796.0108 | 113397.6206 | 447791.3729 | 113392.9462 | 447787.7497 | 113388.9227 | 447779.629 | 113379.8491 | 447779.5537 | 113376.5884 | 447778.6909 | 113372.8588 | 447777.7331 | 113369.9002 | 447775.3528 | 113364.6961 | 447772.6227 | 113360.4222 | 447767.576 | 113355.4013 | 447764.0733 | 113353.5276 | 447762.8008 | 113353.3592 | 447761.3779 | 113353.5088 | 447759.4531 | 113353.1036
234 | 447759.4531 | 113353.1036 | 447758.4918 | 113353.9587 | 447754.2887 | 113356.069 | 447746.5991 | 113362.9305 | 447733.8485 | 113368.8723 | 447732.8257 | 113368.6804 | 447731.9965 | 113367.867 | 447731.5896 | 113366.6841 | 447733.1157 | 113364.8159 | 447733.0631 | 113363.6319 | 447727.2477 | 113358.3957 | 447719.6812 | 113352.1521 | 447680.7423 | 113320.0486 | 447453.7111 | 113132.6029 | 447343.8152 | 113040.2266 | 447297.7509 | 112998.6984 | 447278.3952 | 112980.7722 | 447236.7398 | 112938.4912 | 447193.1272 | 112890.9799 | 447187.9513 | 112888.085 | 447186.8362 | 112888.2414
235 | 447186.8362 | 112888.2414 | 447187.8635 | 112886.1974 | 447198.1926 | 112877.9898 | 447202.4703 | 112878.4419 | 447205.6699 | 112878.581 | 447208.2727 | 112876.4561 | 447208.3375 | 112875.6787 | 447209.9824 | 112869.7126 | 447209.9342 | 112864.7219 | 447210.4331 | 112859.7811 | 447210.4803 | 112844.4839 | 447208.2424 | 112826.7587 | 447207.3381 | 112821.0203 | 447207.3381 | 112817.2643 | 447206.3991 | 112812.0476 | 447204.9715 | 112797.6689 | 447203.2095 | 112783.5045 | 447201.4474 | 112774.694 | 447199.1342 | 112766.804 | 447195.4552 | 112758.1734 | 447192.4624 | 112753.5613 | 447190.1544 | 112749.3879 | 447186.2224 | 112744.3194 | 447184.3621 | 112741.107 | 447179.0656 | 112733.5985 | 447164.3449 | 112718.0184 | 447160.9657 | 112713.8523 | 447157.0311 | 112707.094 | 447153.3108 | 112703.8708 | 447152.9424 | 112702.9784 | 447152.5314 | 112688.9954 | 447155.6163 | 112668.8345 | 447158.2731 | 112653.0683 | 447158.5367 | 112650.1713 | 447157.8349 | 112648.8756 | 447158.1872 | 112647.8113
236 | 445383.7712 | 112055.2361 | 445380.462 | 112054.0002 | 445377.861 | 112051.1484 | 445349.6268 | 112030.1053 | 445340.0148 | 112023.8628 | 445323.1119 | 112020.7971 | 445256.7624 | 112012.3817 | 445242.0646 | 112018.6036 | 445227.276 | 112029.7726 | 445222.8271 | 112032.4668 | 445204.1513 | 112020.044 | 445194.3015 | 112015.1874 | 445168.8713 | 112004.9081 | 445148.6218 | 111995.7356 | 445118.5829 | 111978.7077
237 | 445118.5829 | 111978.7077 | 445118.5436 | 111978.6854 | 445131.2071 | 111953.2612 | 445120.4787 | 111948.2987 | 445108.0688 | 111942.6283 | 445090.3091 | 111930.9927 | 445079.4598 | 111920.4013 | 445068.0345 | 111916.1014 | 445061.5079 | 111911.7913 | 445050.1146 | 111902.2037 | 445021.4095 | 111882.9292 | 445043.2132 | 111838.76 | 445051.3818 | 111828.4278 | 445060.9486 | 111809.5336 | 445064.6299 | 111797.0671 | 445070.9533 | 111782.7945 | 445075.0603 | 111778.2598 | 445079.1737 | 111774.9103
238 | 445597.8692 | 112153.6833 | 445592.8305 | 112147.7795 | 445586.7353 | 112137.4497 | 445577.3038 | 112126.8634 | 445572.2993 | 112123.2704 | 445532.9052 | 112099.3388 | 445514.9344 | 112089.1738 | 445493.8551 | 112078.5309 | 445468.3522 | 112066.467 | 445435.9441 | 112052.9401 | 445391.888 | 112036.877 | 445387.379 | 112037.1588 | 445385.5003 | 112039.6951 | 445383.8094 | 112044.7677 | 445382.7761 | 112051.5311 | 445383.7712 | 112055.2361
239 | 448635.6876 | 114002.5235 | 448650.3798 | 114000.9656 | 448651.2783 | 113997.6214 | 448640.6967 | 113987.6388 | 448636.2121 | 113981.4032 | 448626.3201 | 113981.1899 | 448616.3056 | 113981.3525 | 448562.7006 | 113980.8991 | 448553.4563 | 113980.256 | 448544.5335 | 113980.7384 | 448537.6847 | 113981.4779 | 448525.659 | 113980.8589 | 448512.4839 | 113981.2126 | 448496.9847 | 113982.8254 | 448483.381 | 113982.8816 | 448479.3337 | 113982.2632 | 448471.5762 | 113981.7573 | 448460.6214 | 113982.6742 | 448445.7239 | 113982.3888 | 448423.1135 | 113983.0722 | 448417.0721 | 113983.517 | 448408.8669 | 113983.5622 | 448408.5026 | 113967.7152 | 448408.6068 | 113963.4695 | 448394.8704 | 113961.9357 | 448384.9186 | 113961.5998 | 448374.8408 | 113961.8097 | 448361.6665 | 113961.7511 | 448355.4951 | 113961.4648 | 448348.8014 | 113960.9523 | 448340.1973 | 113958.199 | 448328.6678 | 113948.0806 | 448323.118 | 113942.3333 | 448316.1039 | 113930.905 | 448304.6666 | 113909.1591 | 448301.5464 | 113904.6111 | 448297.7766 | 113899.7535 | 448294.8984 | 113899.2928 | 448281.0423 | 113906.2348 | 448280.7412 | 113904.6
240 | 448280.7412 | 113904.6 | 448280.0418 | 113904.2466 | 448277.9729 | 113899.9136 | 448273.4958 | 113888.007 | 448259.7593 | 113867.8854 | 448252.0026 | 113857.8533 | 448244.1848 | 113848.3177 | 448234.1508 | 113837.282 | 448227.754 | 113830.5204 | 448225.9495 | 113828.7383 | 448214.8124 | 113818.6532 | 448205.659 | 113811.1519 | 448199.7434 | 113806.3565 | 448188.5328 | 113798.0634 | 448173.0139 | 113787.4631 | 448155.7341 | 113779.9213 | 448132.7319 | 113766.7658 | 448109.6288 | 113752.9654 | 448095.3252 | 113745.066 | 448080.3164 | 113735.4175 | 448066.9517 | 113725.8554 | 448059.3422 | 113719.4965 | 448045.7827 | 113706.3701 | 448037.7669 | 113697.2678 | 448032.0788 | 113690.3318 | 448025.4208 | 113680.9372 | 448020.9825 | 113674.1631 | 448016.383 | 113666.6809 | 448012.07 | 113659.1859 | 448010.28 | 113657.2289 | 448019.7423 | 113651.5166 | 448015.6919 | 113638.8986 | 448011.1765 | 113627.3948 | 448011.091 | 113624.7232 | 448011.5599 | 113622.7032 | 448011.4823 | 113621.0481 | 448010.7324 | 113619.9619 | 448009.4374 | 113619.3149 | 448004.7275 | 113609.8496 | 447992.3644 | 113588.1344 | 447986.6943 | 113579.7232 | 447984.629 | 113575.3298 | 447985.416 | 113574.5398
241 | 447985.416 | 113574.5398 | 447984.0705 | 113574.629 | 447973.2426 | 113571.4039 | 447965.1771 | 113565.3479 | 447958.5006 | 113557.9865 | 447949.7446 | 113549.718 | 447945.7144 | 113545.9042 | 447937.1177 | 113536.7915 | 447933.4407 | 113532.9983 | 447927.6413 | 113527.3335 | 447914.442 | 113514.4523 | 447913.3315 | 113512.4972 | 447910.4923 | 113508.7923 | 447907.3836 | 113505.6499 | 447891.9171 | 113490.0896 | 447872.3606 | 113471.24 | 447848.3717 | 113448.8563 | 447816.616 | 113419.9147 | 447809.4892 | 113411.344 | 447796.0288 | 113397.7047 | 447791.3314 | 113392.9685 | 447787.7079 | 113388.9541 | 447779.5778 | 113379.8619 | 447779.5135 | 113376.638 | 447778.6176 | 113372.8425 | 447777.6739 | 113369.9224 | 447775.3264 | 113364.7554 | 447772.5928 | 113360.4402 | 447767.5377 | 113355.418 | 447764.0438 | 113353.5747 | 447762.8217 | 113353.4069 | 447761.1982 | 113353.5866 | 447760.2721 | 113353.6468
242 | 447760.2721 | 113353.6468 | 447758.6812 | 113353.9337 | 447754.4051 | 113356.1003 | 447746.6593 | 113363.0027 | 447733.8617 | 113368.9253 | 447732.777 | 113368.7004 | 447731.9172 | 113367.8802 | 447731.5071 | 113366.6103 | 447733.0548 | 113364.7716 | 447732.9886 | 113363.634 | 447727.0492 | 113358.3428 | 447719.2315 | 113351.9007 | 447595.5098 | 113250.9282 | 447426.4346 | 113110.9288 | 447347.9313 | 113044.0149 | 447326.1552 | 113025.1249 | 447279.8231 | 112982.85 | 447237.0927 | 112939.7761 | 447201.1616 | 112899.9583 | 447193.0557 | 112891.0372 | 447187.9077 | 112888.228 | 447187.034 | 112887.8517 | 447187.833 | 112889.6985
243 | 446741.6646 | 112596.8949 | 446724.8761 | 112584.5607 | 446702.2851 | 112573.4966 | 446693.9518 | 112570.0036 | 446677.435 | 112565.5126 | 446670.7984 | 112562.5685 | 446659.0967 | 112551.1184 | 446658.1012 | 112549.5402
244 | 446658.1012 | 112549.5402 | 446656.6497 | 112548.9197 | 446648.3372 | 112541.8121 | 446640.2952 | 112537.6669 | 446625.2115 | 112532.4771 | 446594.5929 | 112520.3421 | 446584.554 | 112518.2442 | 446583.057 | 112517.7452 | 446577.119 | 112514.0027 | 446536.108 | 112501.1353 | 446519.4233 | 112496.5793 | 446498.6952 | 112491.3965 | 446479.9267 | 112487.1067 | 446478.4406 | 112486.6115 | 446437.6205 | 112479.4177 | 446430.8053 | 112481.6928 | 446410.0619 | 112487.0539 | 446380.215 | 112481.5964 | 446375.3386 | 112480.3993 | 446363.5497 | 112479.9082 | 446345.5858 | 112478.6607 | 446263.8608 | 112469.6886 | 446220.0453 | 112463.278 | 446203.4261 | 112460.3608 | 446174.8984 | 112454.8463 | 446158.98 | 112450.8616 | 446122.9175 | 112443.0779 | 446107.332 | 112438.6137 | 446076.491 | 112428.4899 | 446068.4178 | 112427.7405
245 | 446068.4178 | 112427.7405 | 446021.7138 | 112411.0209 | 445988.5111 | 112398.3784 | 445943.3045 | 112379.7338 | 445916.0387 | 112366.6703 | 445878.8121 | 112347.4814 | 445874.0892 | 112344.4816 | 445864.0842 | 112339.9516 | 445816.4941 | 112311.0005 | 445803.016 | 112302.6555 | 445795.5422 | 112297.2938 | 445790.668 | 112295.1275 | 445757.3013 | 112271.5851 | 445740.5135 | 112258.934 | 445740.1872 | 112258.258 | 445728.3646 | 112249.9592 | 445700.7669 | 112229.228 | 445688.7615 | 112220.6984 | 445683.8389 | 112216.0639 | 445678.9415 | 112210.1225 | 445684.9132 | 112203.1334 | 445690.7514 | 112197.4876 | 445696.9256 | 112190.7974 | 445697.6954 | 112190.297 | 445702.9956 | 112188.7626 | 445703.7534 | 112187.9704 | 445703.9128 | 112187.4755 | 445703.816 | 112186.3259
246 | 447187.833 | 112889.6985 | 447186.5675 | 112887.1385 | 447183.0053 | 112881.6403 | 447173.3764 | 112870.363 | 447164.4951 | 112860.8392 | 447151.2196 | 112845.1017 | 447134.8298 | 112827.6525 | 447133.4475 | 112826.4635 | 447131.8491 | 112823.2365 | 447111.6986 | 112800.8321 | 447097.8894 | 112789.8104 | 447090.4632 | 112781.3041 | 447085.6213 | 112774.7445 | 447083.8049 | 112773.8874 | 447083.0435 | 112773.0379 | 447081.3725 | 112770.2468 | 447075.3847 | 112762.0214 | 447064.2616 | 112751.1892 | 447046.9835 | 112735.9236 | 447034.5337 | 112726.1482 | 447016.1185 | 112712.9398 | 447009.0327 | 112709.3543 | 447007.9761 | 112708.4088 | 447007.11 | 112705.4929 | 447007.0676 | 112705.0559 | 447006.8105 | 112704.5784 | 446989.8181 | 112693.0904 | 446973.9168 | 112683.0011 | 446951.5267 | 112670.773 | 446932.0619 | 112662.2344 | 446925.6385 | 112661.9323 | 446924.923 | 112661.5666 | 446920.1849 | 112657.1942 | 446917.4343 | 112655.5566 | 446890.0074 | 112645.7086 | 446872.9142 | 112639.8096 | 446849.6926 | 112632.2924 | 446839.0659 | 112629.7686 | 446801.6035 | 112616.5673 | 446773.0658 | 112604.7316 | 446756.5825 | 112602.3562 | 446748.6484 | 112600.6097 | 446741.6646 | 112596.8949
247 | 447984.1275 | 113575.7579 | 447984.6099 | 113575.4532 | 447984.9378 | 113574.5858 | 447984.1438 | 113574.1068 | 447984.5316 | 113571.2961 | 447977.9231 | 113544.5725 | 447976.7757 | 113544.4461 | 447974.9574 | 113543.9793 | 447972.3875 | 113542.5811
248 | 447984.1345 | 113574.7544 | 447973.2415 | 113571.492 | 447965.1622 | 113565.394 | 447958.501 | 113558.0515 | 447945.871 | 113546.1614 | 447938.6469 | 113538.5105 | 447934.1545 | 113533.8166 | 447931.3659 | 113531.0557 | 447914.4018 | 113514.5252 | 447913.274 | 113512.526 | 447910.4551 | 113508.8662 | 447905.6642 | 113504.0357 | 447891.1303 | 113489.4239 | 447878.0982 | 113476.8688 | 447863.9369 | 113463.501 | 447816.5199 | 113419.924 | 447809.425 | 113411.3908 | 447791.1696 | 113392.9105 | 447779.5175 | 113379.896 | 447779.4352 | 113376.6317 | 447778.6023 | 113372.9452 | 447777.6254 | 113369.9691 | 447775.2697 | 113364.7609 | 447772.5373 | 113360.4341 | 447767.5188 | 113355.4677 | 447764.1199 | 113353.6715 | 447758.3766 | 113351.6321 | 447755.9424 | 113349.5795 | 447754.4932 | 113347.5275
249 | 440195.7475 | 109633.7355 | 440196.7139 | 109634.1893 | 440194.4906 | 109638.1379 | 440189.317 | 109637.9361 | 440163.0172 | 109632.9678 | 440137.3811 | 109629.8887 | 440132.0467 | 109629.8738 | 440128.7676 | 109629.4729 | 440127.1679 | 109629.0404 | 440123.0828 | 109627.5085 | 440118.8498 | 109625.4728 | 440113.9759 | 109623.9483 | 440107.4415 | 109620.0277 | 440101.272 | 109615.2536 | 440095.8046 | 109609.8034 | 440088.1026 | 109603.5973 | 440078.6099 | 109600.2323 | 440064.017 | 109594.5107 | 440058.7803 | 109593.0378 | 440052.6904 | 109590.6497 | 440030.2653 | 109579.2144 | 440010.2165 | 109569.8583 | 440006.5644 | 109567.8757 | 440004.3901 | 109565.8463 | 439994.8955 | 109563.0197 | 439983.299 | 109561.715 | 439977.9356 | 109561.5701 | 439954.4153 | 109557.6022 | 439940.4498 | 109555.7951 | 439933.7161 | 109554.2427 | 439926.5791 | 109551.6233 | 439920.0388 | 109548.8846
250 | 439477.4495 | 109528.9676 | 439471.2691 | 109528.8297 | 439442.0724 | 109523.27 | 439432.5816 | 109521.095 | 439418.8401 | 109517.5657 | 439405.6453 | 109515.2313 | 439396.5356 | 109512.2139 | 439321.5423 | 109495.2166 | 439300.6544 | 109489.1245 | 439289.2304 | 109486.0488 | 439281.2799 | 109484.3555 | 439272.0982 | 109481.5929 | 439257.4777 | 109477.8421 | 439247.866 | 109474.765 | 439204.7986 | 109464.1608 | 439192.9945 | 109460.6009 | 439179.5037 | 109456.9599 | 439154.5159 | 109449.9819 | 439144.8796 | 109447.8553 | 439141.6897 | 109446.8584 | 439133.9228 | 109445.6069 | 439125.4607 | 109442.2176 | 439121.5242 | 109441.2393 | 439118.5764 | 109441.5765 | 439113.368 | 109439.9644 | 439102.2912 | 109434.7986 | 439080.7098 | 109426.9171 | 439060.3121 | 109420.1345 | 439047.3216 | 109416.0799 | 439038.4618 | 109412.7663 | 439041.8005 | 109399.7117 | 439043.3386 | 109389.6957 | 439043.5636 | 109384.969 | 439044.4597 | 109383.3783
251 | 443988.5063 | 111349.1134 | 443981.5437 | 111351.3775 | 443966.0232 | 111363.2206 | 443961.2777 | 111365.5309 | 443957.7811 | 111365.8431 | 443945.0038 | 111360.8572 | 443938.2342 | 111361.7911 | 443924.8427 | 111367.6656 | 443904.0143 | 111377.5397 | 443870.6837 | 111397.6638 | 443844.7272 | 111410.9967 | 443798.2709 | 111435.3382 | 443773.8948 | 111454.9893 | 443750.9479 | 111475.7784 | 443724.2649 | 111495.8267 | 443700.3076 | 111509.6352 | 443660.1463 | 111529.8233 | 443629.4128 | 111544.4785 | 443610.3722 | 111554.3202 | 443579.0486 | 111573.6449 | 443556.8446 | 111586.6357
252 | 443556.8446 | 111586.6357 | 443543.4677 | 111594.5324 | 443535.658 | 111598.4373 | 443518.8264 | 111606.0639 | 443496.9112 | 111614.9558 | 443487.3631 | 111620.5666 | 443473.8775 | 111629.4257 | 443465.7074 | 111637.0052 | 443454.5843 | 111649.8017 | 443442.0831 | 111670.8668 | 443435.2971 | 111679.1271 | 443425.9824 | 111683.9862 | 443419.1613 | 111686.156 | 443403.3139 | 111689.5145 | 443392.8073 | 111692.8989 | 443387.2004 | 111695.7781 | 443383.2099 | 111698.6068 | 443378.2091 | 111703.557 | 443372.3762 | 111710.1661 | 443360.0718 | 111737.6294 | 443350.5335 | 111754.4814 | 443342.3536 | 111766.077 | 443282.7722 | 111835.5636 | 443270.4214 | 111847.7288 | 443264.8188 | 111850.6829 | 443234.2077 | 111862.9579 | 443216.4319 | 111849.3077 | 443213.0703 | 111848.8493 | 443206.0369 | 111856.2394
253 | 450037.7891 | 114644.9106 | 450036.9111 | 114653.0083 | 449962.3057 | 114647.8092 | 449963.7926 | 114612.82 | 449896.0237 | 114607.8789 | 449894.0601 | 114608.688
254 | 449894.0601 | 114608.688 | 449896.0089 | 114607.8343 | 449963.8424 | 114612.6328 | 449969.7463 | 114547.9255 | 449973.3884 | 114533.8126 | 449982.2659 | 114534.9507 | 450045.4928 | 114539.3379 | 450047.4499 | 114540.1112
255 | 450480.6636 | 113785.5194 | 450480.153 | 113788.6959 | 450482.1815 | 113798.6872 | 450493.2625 | 113805.9548 | 450504.8341 | 113815.0323 | 450514.7692 | 113822.157 | 450528.5365 | 113831.9753 | 450533.6638 | 113834.9207 | 450542.648 | 113839.4836 | 450552.9667 | 113843.7987 | 450560.2848 | 113845.8896 | 450571.3095 | 113847.9171 | 450579.1662 | 113848.3607 | 450586.6068 | 113848.4874 | 450601.8247 | 113847.2622 | 450606.9218 | 113848.1128 | 450624.6128 | 113859.8475 | 450641.4147 | 113878.9608 | 450652.8827 | 113892.918 | 450658.7501 | 113898.6075 | 450669.5958 | 113906.4307 | 450729.2217 | 113937.1908 | 450734.1246 | 113940.4302 | 450743.7219 | 113961.5029 | 450735.5415 | 113969.6833 | 450733.8307 | 113977.1768 | 450724.6645 | 113986.6672 | 450713.7513 | 114002.6178 | 450703.5309 | 114019.0676 | 450698.3659 | 114028.0232 | 450691.378 | 114042.0904 | 450685.6689 | 114051.0879 | 450681.4213 | 114056.4773 | 450681.1016 | 114060.6792 | 450682.0914 | 114064.0595
256 | 450682.0914 | 114064.0595 | 450685.3957 | 114077.0927 | 450691.5499 | 114088.8011 | 450697.8158 | 114098.5011 | 450702.6356 | 114109.3458 | 450706.4713 | 114132.228 | 450715.4334 | 114166.8319 | 450716.3426 | 114176.0544 | 450717.9014 | 114186.1863 | 450724.526 | 114196.8377 | 450730.7645 | 114203.9829 | 450737.8792 | 114211.1209 | 450746.0713 | 114221.9149
257 | 450746.0713 | 114221.9149 | 450764.1853 | 114240.2528 | 450780.7963 | 114256.0192 | 450783.2791 | 114284.0855 | 450782.2703 | 114332.1328 | 450779.2985 | 114354.1151 | 450771.7214 | 114367.4115 | 450762.2921 | 114379.4766 | 450759.2924 | 114390.7343 | 450758.3469 | 114407.1627 | 450754.0299 | 114416.0346 | 450740.1191 | 114433.0617 | 450729.1004 | 114450.2205 | 450722.5789 | 114464.7363 | 450710.0223 | 114506.0492 | 450691.7701 | 114537.9169 | 450687.7903 | 114547.8685 | 450685.2642 | 114554.5207 | 450683.1955 | 114566.989 | 450686.2137 | 114572.2799 | 450691.818 | 114577.5785 | 450700.0505 | 114587.1034 | 450703.9409 | 114592.6136 | 450716.5991 | 114595.9759 | 450726.9168 | 114594.6574 | 450739.6738 | 114591.1632 | 450756.2877 | 114585.5264 | 450758.727 | 114584.999 | 450759.3659 | 114581.2649
258 | 450480.6636 | 113785.5194 | 450480.4992 | 113788.4807 | 450482.6026 | 113798.6385 | 450493.8307 | 113806.0781 | 450500.1002 | 113811.1231 | 450507.0466 | 113816.4198 | 450518.9654 | 113824.9143 | 450528.7104 | 113831.9489 | 450534.5581 | 113835.3077 | 450542.339 | 113839.1981 | 450552.2221 | 113843.2819 | 450553.6369 | 113843.8086 | 450560.5622 | 113845.8552 | 450571.0571 | 113847.7353 | 450577.8634 | 113848.1874 | 450589.1437 | 113848.116 | 450597.592 | 113847.0689 | 450603.4326 | 113845.4345 | 450612.673 | 113843.3564 | 450628.4184 | 113839.4538 | 450644.8713 | 113833.8941 | 450661.1233 | 113827.1996 | 450668.4493 | 113823.6208 | 450673.7123 | 113820.7577 | 450689.038 | 113810.6108 | 450695.1431 | 113805.6846 | 450699.564 | 113801.3058 | 450704.027 | 113795.9166 | 450708.7005 | 113789.0958 | 450716.6029 | 113776.0309 | 450725.4496 | 113757.124 | 450742.6311 | 113718.2021 | 450746.571 | 113709.5948 | 450758.914 | 113680.2928 | 450791.505 | 113606.4711 | 450795.1627 | 113608.1256 | 450795.1455 | 113609.218
259 | 451617.2798 | 112928.1751 | 451622.2545 | 112926.6545 | 451623.5904 | 112922.535 | 451619.7795 | 112900.4679 | 451616.0627 | 112886.3568 | 451606.6927 | 112889.2045 | 451549.0489 | 112904.8671 | 451505.8671 | 112914.0461 | 451461.8365 | 112925.8494 | 451448.2801 | 112933.1083 | 451399.1212 | 112950.8595 | 451375.6974 | 112962.6136 | 451335.5734 | 112987.1421 | 451301.223 | 113013.5963 | 451310.2634 | 113077.6589 | 451313.1702 | 113108.3306
260 | 451313.1702 | 113108.3306 | 451317.8593 | 113148.9427 | 451317.6338 | 113163.0088 | 451313.8529 | 113179.769 | 451309.7333 | 113182.0828 | 451300.5966 | 113183.6568 | 451285.1595 | 113191.6786 | 451270.8282 | 113201.6988 | 451257.7676 | 113213.7997 | 451240.3927 | 113223.0648 | 451217.0716 | 113244.4035 | 451204.6702 | 113247.7816 | 451195.722 | 113248.4187 | 451189.1269 | 113247.1695 | 451100.3795 | 113306.8933 | 451098.1579 | 113308.8372 | 451086.924 | 113329.1921 | 451069.3907 | 113357.2683 | 451051.8589 | 113380.4167 | 451034.4931 | 113400.5929 | 451021.2791 | 113413.7052 | 451000.8585 | 113430.2586
261 | 451000.8585 | 113430.2586 | 450982.9074 | 113442.1452 | 450958.4013 | 113455.5174 | 450937.1145 | 113464.177 | 450920.6606 | 113468.7438 | 450894.2569 | 113478.3718 | 450888.3347 | 113480.5087 | 450851.1765 | 113495.5939 | 450838.304 | 113510.8608 | 450824.2804 | 113537.8954 | 450801.1975 | 113587.679 | 450791.5559 | 113606.3762 | 450795.8151 | 113608.2684 | 450795.1455 | 113609.218
262 | 447011.6198 | 110171.9166 | 447013.0981 | 110144.835 | 447004.9881 | 110078.7431 | 446998.4313 | 110046.8943 | 446998.214 | 110007.7789 | 447002.4643 | 109971.9072 | 447013.0584 | 109963.942 | 447022.842 | 109910.413 | 447023.9285 | 109886.7265 | 447022.19 | 109861.5188 | 447012.462 | 109818.283 | 447001.3264 | 109788.6941 | 446990.509 | 109765.7866 | 446982.5795 | 109740.7037 | 446980.2067 | 109715.0802
263 | 446980.2067 | 109715.0802 | 446980.1389 | 109714.3481 | 446988.1503 | 109656.9468 | 446993.7476 | 109626.8975 | 446998.0984 | 109599.6948 | 446998.1999 | 109593.2996 | 446983.6482 | 109592.7635
264 | 446983.6482 | 109592.7635 | 446987.6648 | 109592.6963 | 446989.461 | 109549.2417 | 446987.0488 | 109524.357 | 446980.3684 | 109490.8611 | 446976.5107 | 109466.0215 | 446973.0926 | 109418.5402 | 446976.093 | 109404.0386 | 446976.593 | 109388.2034 | 447000.7442 | 109332.0771 | 447042.0853 | 109249.9318 | 447054.7024 | 109219.0602 | 447059.266 | 109190.6046 | 447060.6082 | 109164.8336 | 447058.4601 | 109121.3108
265 | 447058.4601 | 109121.3108 | 447060.3151 | 109065.8981 | 447062.4366 | 109023.6206 | 447066.2016 | 108985.5237 | 447071.5048 | 108961.2314 | 447083.4108 | 108937.9871 | 447113.7377 | 108888.2318 | 447161.6219 | 108803.3737 | 447173.4414 | 108790.5741 | 447230.9252 | 108760.2996 | 447252.5105 | 108746.6904 | 447293.6739 | 108722.2456
266 | 447293.6739 | 108722.2456 | 447338.5173 | 108692.6927 | 447366.0161 | 108677.3527 | 447372.2369 | 108683.9977 | 447395.8483 | 108666.9171 | 447398.0603 | 108663.6194 | 447402.974 | 108659.9919 | 447406.5356 | 108659.2664 | 447404.3591 | 108650.6592 | 447411.8088 | 108639.9146 | 447414.1661 | 108631.311 | 447415.2139 | 108614.8881 | 447434.6386 | 108501.1597 | 447433.9156 | 108487.214 | 447430.1759 | 108463.8345 | 447401.6839 | 108311.6611
267 | 447401.6839 | 108311.6611 | 447380.7899 | 108224.8282 | 447386.5582 | 108209.0763 | 447373.0249 | 108185.7811 | 447320.6939 | 108114.9967 | 447319.3351 | 108104.581 | 447329.8069 | 108050.7967 | 447318.2907 | 108047.4836
268 | 447318.2907 | 108047.4836 | 447330.3583 | 108050.5373 | 447319.4847 | 108104.4435 | 447320.8879 | 108114.6939 | 447372.6931 | 108185.0141 | 447386.8931 | 108209.1153 | 447381.0753 | 108224.7692 | 447402.3583 | 108311.5255
269 | 447402.3583 | 108311.5255 | 447409.4852 | 108352.7948 | 447430.9269 | 108464.34 | 447434.3459 | 108486.8586 | 447435.1031 | 108501.4128 | 447415.9965 | 108613.4885 | 447414.4393 | 108631.3555 | 447412.0174 | 108639.9983 | 447404.5618 | 108650.7306 | 447406.6382 | 108659.2308 | 447409.199 | 108659.7787 | 447416.35 | 108665.7796 | 447415.907 | 108670.2103 | 447422.8404 | 108672.341 | 447445.8353 | 108684.2127 | 447462.0434 | 108692.0722 | 447484.5748 | 108701.6081 | 447501.5116 | 108708.2812 | 447502.0578 | 108715.7079
270 | 439848.8326 | 109674.1359 | 439849.658 | 109672.7783 | 439851.2412 | 109672.4719 | 439869.3204 | 109680.4901 | 439873.1505 | 109682.3978 | 439873.4191 | 109683.2804 | 439873.4958 | 109684.3164 | 439866.2054 | 109693.2567 | 439863.2201 | 109696.3294 | 439853.5165 | 109703.4454 | 439850.358 | 109706.3755 | 439845.6036 | 109711.5676 | 439842.1966 | 109716.9759 | 439842.3157 | 109717.7145 | 439842.959 | 109718.4531 | 439843.9358 | 109719.0249 | 439845.1478 | 109719.2197 | 439854.8635 | 109719.0841 | 439857.1086 | 109719.5408 | 439860.8759 | 109721.0249 | 439866.0132 | 109724.1072 | 439870.1229 | 109727.3037 | 439871.1504 | 109729.5108 | 439870.6937 | 109734.8002 | 439869.1861 | 109741.4733 | 439865.9875 | 109762.4415 | 439871.7263 | 109776.6374 | 439872.8699 | 109777.6094 | 439874.1286 | 109778.4358 | 439883.4206 | 109781.5905 | 439901.8951 | 109793.0991 | 439913.1908 | 109812.7024 | 439930.3135 | 109840.2825 | 439930.4992 | 109841.4432 | 439930.1278 | 109842.2325 | 439928.6885 | 109843.3932 | 439906.96 | 109858.8539 | 439897.5514 | 109865.25 | 439890.057 | 109871.6477 | 439887.2943 | 109874.0651 | 439886.028 | 109874.7557 | 439884.57 | 109875.1011 | 439879.2215 | 109873.1521 | 439870.753 | 109871.2909 | 439861.7261 | 109870.7325 | 439840.8805 | 109871.8493 | 439829.9924 | 109873.6174 | 439803.7492 | 109874.455 | 439794.0117 | 109878.8017
271 | 439794.0117 | 109878.8017 | 439790.2268 | 109881.0549 | 439780.897 | 109886.4734 | 439780.433 | 109887.1362 | 439780.2342 | 109888.0641 | 439780.2563 | 109888.9037 | 439780.8432 | 109889.7652 | 439783.574 | 109890.6667 | 439786.2068 | 109891.2088 | 439793.9934 | 109892.2772 | 439796.446 | 109892.8809 | 439798.7799 | 109893.6816 | 439801.3504 | 109895.1458 | 439803.353 | 109896.7956 | 439818.1101 | 109913.4763 | 439828.2833 | 109927.1152 | 439829.7677 | 109930.2167 | 439833.9267 | 109942.5948 | 439834.1248 | 109948.9324 | 439831.5501 | 109956.9534 | 439828.8975 | 109960.4203 | 439818.0146 | 109970.0752 | 439815.0927 | 109972.0655 | 439811.4933 | 109973.4629 | 439807.5551 | 109973.5476 | 439796.2911 | 109969.1013 | 439785.1737 | 109965.6516 | 439781.2032 | 109964.6972 | 439779.7906 | 109964.6972 | 439772.6513 | 109966.3007 | 439769.7497 | 109967.5987 | 439768.948 | 109968.6295 | 439768.948 | 109973.8218 | 439769.4449 | 109978.701 | 439770.2565 | 110004.968 | 439770.0342 | 110008.7506 | 439767.5344 | 110015.5357 | 439752.3571 | 110044.4619 | 439748.9919 | 110048.4426 | 439733.0546 | 110060.1299 | 439730.2535 | 110063.8969 | 439727.4524 | 110068.7264 | 439723.2024 | 110078.6751 | 439720.6796 | 110087.985 | 439719.9832 | 110095.1536 | 439719.5736 | 110101.1343 | 439720.4135 | 110105.9435 | 439723.3061 | 110112.6832 | 439723.545 | 110114.5607 | 439723.4767 | 110116.4382 | 439722.3503 | 110120.6369 | 439721.193 | 110122.9459 | 439718.9363 | 110126.2124 | 439707.841 | 110134.0591 | 439698.8005 | 110142.3232 | 439695.3722 | 110148.1059 | 439694.6701 | 110150.6668 | 439693.8853 | 110156.5321 | 439694.6355 | 110163.9088 | 439697.9399 | 110173.6717 | 439700.9439 | 110180.3931 | 439706.0718 | 110187.8012 | 439713.5271 | 110196.1577 | 439718.6062 | 110200.9183 | 439720.1843 | 110201.8083 | 439721.8552 | 110202.4066 | 439722.8976 | 110202.5456 | 439724.3549 | 110202.5356 | 439729.0326 | 110200.5367 | 439740.0205 | 110195.297 | 439744.4266 | 110193.8902 | 439747.8458 | 110194.5673 | 439750.4526 | 110196.1585
272 | 439750.4526 | 110196.1585 | 439752.1277 | 110197.6391 | 439756.6033 | 110201.9532 | 439771.7083 | 110214.0182 | 439777.2182 | 110219.9082 | 439780.1632 | 110225.6081 | 439781.4932 | 110234.4431 | 439781.2082 | 110244.5131 | 439779.1182 | 110250.4981 | 439774.8432 | 110256.4831 | 439766.2445 | 110269.4218 | 439757.6796 | 110282.4405 | 439749.7901 | 110290.7788 | 439742.3931 | 110300.0446 | 439737.1762 | 110310.1668 | 439725.6664 | 110342.1764 | 439724.0402 | 110344.9454 | 439722.2466 | 110346.9514 | 439711.1751 | 110354.977 | 439700.7705 | 110361.8845 | 439696.1373 | 110364.1407 | 439693.4782 | 110364.745 | 439689.8522 | 110365.1479 | 439683.567 | 110364.2616 | 439673.4614 | 110361.5896 | 439672.4607 | 110361.4646 | 439669.4337 | 110361.7898 | 439666.5394 | 110362.6884 | 439664.5659 | 110363.7785 | 439663.0247 | 110365.4137 | 439660.149 | 110369.9997 | 439656.5779 | 110373.9091 | 439652.1834 | 110377.4636 | 439646.4398 | 110379.9525 | 439634.9811 | 110383.6066 | 439622.6746 | 110388.3534 | 439616.6092 | 110393.1881 | 439616.0379 | 110393.276 | 439608.4342 | 110392.9684 | 439603.116 | 110394.1111 | 439600.5229 | 110395.2099 | 439598.8087 | 110396.4406 | 439597.8858 | 110397.8031 | 439597.4526 | 110400.0581 | 439597.5057 | 110402.5045 | 439598.2692 | 110404.0903 | 439601.145 | 110410.9813 | 439606.242 | 110417.4086 | 439613.4375 | 110423.0423 | 439620.2425 | 110428.9548 | 439623.3447 | 110434.1175 | 439623.0758 | 110435.1547 | 439615.5219 | 110437.3178 | 439613.361 | 110438.8117 | 439610.6933 | 110441.9329 | 439609.3862 | 110446.4681 | 439608.121 | 110508.2539 | 439606.547 | 110518.9515 | 439603.5337 | 110519.1424 | 439602.3475 | 110519.0589
273 | 439602.3475 | 110519.0589 | 439603.5057 | 110519.213 | 439606.651 | 110519.0136 | 439608.2277 | 110508.238 | 439609.5448 | 110446.5356 | 439610.7248 | 110442.0005 | 439613.4965 | 110438.9273 | 439615.6022 | 110437.4458 | 439623.2075 | 110435.296 | 439623.5267 | 110434.0963 | 439623.3063 | 110433.5116 | 439623.9196 | 110432.8408 | 439624.1814 | 110432.1115 | 439623.829 | 110430.5258 | 439622.5517 | 110429.4246 | 439622.6916 | 110429.0271 | 439622.599 | 110428.7338 | 439622.5064 | 110428.6103 | 439622.3674 | 110428.5331 | 439622.1976 | 110428.4868 | 439622.0278 | 110428.5022 | 439621.8117 | 110428.6103 | 439621.6671 | 110428.9064
274 | 439602.3475 | 110519.0589 | 439601.7367 | 110517.6075 | 439599.0825 | 110515.128 | 439598.3841 | 110515.1979 | 439596.9349 | 110516.0964 | 439594.8358 | 110518.143 | 439594.0886 | 110519.7728 | 439594.5076 | 110521.03 | 439599.2627 | 110523.4536 | 439603.7261 | 110524.2182 | 439603.7236 | 110524.2388
275 | 439603.7236 | 110524.2388 | 439599.6484 | 110558.5718 | 439599.1131 | 110560.8273 | 439598.2339 | 110562.7388 | 439596.3801 | 110563.2704 | 439592.6943 | 110563.2312 | 439580.4075 | 110563.8768 | 439565.7331 | 110564.9932 | 439564.1835 | 110565.6984 | 439562.631 | 110566.5447 | 439561.6218 | 110567.7778 | 439560.2405 | 110573.4588 | 439558.0475 | 110588.0119 | 439555.6527 | 110600.6735 | 439552.3631 | 110614.4895 | 439550.8983 | 110623.6832 | 439548.9107 | 110633.4553 | 439548.581 | 110650.0412 | 439547.6329 | 110657.017 | 439547.013 | 110659.9373 | 439544.917 | 110666.0162 | 439538.9977 | 110682.0008 | 439534.3923 | 110699.9904 | 439534.235 | 110717.6871 | 439532.5972 | 110727.8965 | 439531.8874 | 110730.7355 | 439530.6317 | 110734.1204 | 439526.862 | 110738.0184 | 439510.6907 | 110749.9808 | 439508.5625 | 110753.6376 | 439507.0093 | 110757.4097 | 439506.9304 | 110764.159 | 439507.6159 | 110776.214 | 439510.3499 | 110782.6929 | 439511.1903 | 110785.6588 | 439511.2156 | 110786.4671 | 439511.3489 | 110787.0098
276 | 439511.3489 | 110787.0098 | 439511.5692 | 110787.9069 | 439512.4299 | 110793.5135 | 439512.9578 | 110795.5417 | 439514.2897 | 110802.8074 | 439515.0104 | 110809.8175 | 439514.2885 | 110823.1385 | 439514.4363 | 110832.5971 | 439517.0367 | 110840.2329 | 439517.3947 | 110843.4995 | 439514.0159 | 110855.8359 | 439512.4027 | 110866.4147 | 439512.6734 | 110872.6413 | 439510.5944 | 110885.5542
277 | 439510.5944 | 110885.5542 | 439503.6417 | 110928.7367 | 439497.1623 | 110963.0956 | 439495.9525 | 110969.8859 | 439492.9186 | 110996.3346 | 439484.4938 | 111014.6268 | 439478.7101 | 111025.2751 | 439478.3941 | 111026.8917 | 439478.5457 | 111028.483 | 439479.5813 | 111031.5646 | 439480.0612 | 111035.3534 | 439479.8844 | 111038.9654 | 439478.4267 | 111044.028 | 439475.8214 | 111051.9355 | 439475.1898 | 111055.5806 | 439473.106 | 111065.333 | 439469.0238 | 111075.5549 | 439465.4687 | 111083.173 | 439457.1029 | 111098.3836 | 439451.5553 | 111107.1125 | 439448.5508 | 111110.9885 | 439448.4783 | 111112.3914 | 439449.3702 | 111113.3213 | 439452.6343 | 111115.7124 | 439459.5991 | 111123.3842 | 439468.8809 | 111134.0667 | 439489.5667 | 111157.6913 | 439494.6938 | 111162.6967 | 439488.6593 | 111167.8614 | 439486.4774 | 111171.6943 | 439471.5426 | 111190.739 | 439463.3317 | 111247.195 | 439455.5898 | 111302.8522 | 439455.3923 | 111305.7457 | 439455.8653 | 111308.2254 | 439457.4876 | 111312.7543 | 439457.4228 | 111313.195 | 439454.8094 | 111313.381
278 | 442244.6663 | 112609.5361 | 442242.5368 | 112606.4109 | 442240.463 | 112604.7519 | 442237.2206 | 112604.585 | 442219.3717 | 112613.5155 | 442204.2113 | 112620.9299 | 442183.1827 | 112633.0528 | 442169.8836 | 112639.2973 | 442164.7436 | 112641.6223 | 442152.3589 | 112648.73 | 442142.5589 | 112654.9223 | 442134.805 | 112661.7069 | 442124.5742 | 112673.7685 | 442114.4869 | 112691.3225 | 442102.6224 | 112716.8389 | 442096.8533 | 112724.0656 | 442088.9697 | 112728.6524 | 442078.4343 | 112731.8059 | 442065.9638 | 112731.5192 | 442049.6948 | 112729.5125 | 442041.0945 | 112729.9425 | 442031.9208 | 112733.5259 | 442019.2353 | 112737.1811 | 442009.3449 | 112738.3278 | 442000.3169 | 112738.8568 | 441989.5559 | 112741.8459 | 441985.4168 | 112744.2127 | 441985.0569 | 112744.4046
279 | 441985.0569 | 112744.4046 | 441970.8462 | 112751.9816 | 441962.3103 | 112757.1899 | 441953.9191 | 112758.6367 | 441938.8729 | 112758.6367 | 441920.7885 | 112752.4156 | 441908.9251 | 112745.3265 | 441880.7134 | 112718.7062 | 441862.6289 | 112698.5964 | 441852.357 | 112684.4182 | 441843.0545 | 112674.2496 | 441834.2066 | 112667.5539 | 441830.7389 | 112663.864 | 441825.7713 | 112661.6337 | 441822.2231 | 112662.7488 | 441820.0941 | 112665.0806 | 441818.6923 | 112668.0789 | 441809.9829 | 112668.9376 | 441800.1694 | 112675.807 | 441788.5159 | 112677.4017 | 441779.9291 | 112682.0631 | 441665.0336 | 112729.1186 | 441650.6378 | 112733.5792 | 441637.7627 | 112741.3854 | 441603.6493 | 112769.2473 | 441591.7879 | 112777.0508 | 441582.2292 | 112784.5245 | 441576.3202 | 112791.4297
280 | 441576.3202 | 112791.4297 | 441570.7017 | 112798.2968 | 441564.3028 | 112807.4529 | 441559.211 | 112816.573
281 | 441559.211 | 112816.573 | 441558.3266 | 112819.0701 | 441557.8064 | 112822.0354 | 441558.0145 | 112824.5846 | 441563.9589 | 112837.9671 | 441564.0879 | 112839.1709 | 441564.1739 | 112839.6439 | 441563.744 | 112840.5038 | 441562.784 | 112840.4862 | 441559.9354 | 112840.6538 | 441555.83 | 112842.3295 | 441550.384 | 112846.3511 | 441547.7047 | 112852.5094 | 441539.6755 | 112859.2004 | 441531.2448 | 112869.3707 | 441523.2156 | 112879.8087 | 441510.7703 | 112907.7771 | 441500.1593 | 112938.2741 | 441495.092 | 112948.1191 | 441480.6582 | 112959.7466 | 441467.4239 | 112965.8198 | 441463.8888 | 112971.8931 | 441462.0764 | 112979.3121 | 441455.4195 | 112994.3778 | 441432.8589 | 113021.0071 | 441424.9312 | 113038.0284 | 441412.107 | 113073.7031 | 441375.5285 | 113108.756 | 441360.6318 | 113126.7561 | 441348.5283 | 113138.8597 | 441330.5282 | 113164.3081 | 441318.5976 | 113197.4266 | 441317.6444 | 113199.5274 | 441318.7385 | 113199.6705
282 | 447972.3875 | 113542.5811 | 447974.9608 | 113544.0289 | 447976.7866 | 113544.5149 | 447977.89 | 113544.6134 | 447984.4789 | 113571.2889 | 447984.0532 | 113574.5038 | 447973.2569 | 113571.3347 | 447965.2054 | 113565.3112 | 447958.5795 | 113557.9907 | 447957.3953 | 113556.865 | 447955.3777 | 113554.9595 | 447947.6222 | 113547.6224 | 447945.7015 | 113545.8249 | 447943.5182 | 113543.4856 | 447938.6152 | 113538.301 | 447933.8415 | 113533.3072 | 447930.0185 | 113529.5467 | 447925.0318 | 113524.6971 | 447914.4741 | 113514.4165 | 447913.4518 | 113512.5678 | 447913.5616 | 113512.39 | 447913.5041 | 113512.3299 | 447913.5099 | 113512.3208
283 | 447913.5099 | 113512.3208 | 447913.3449 | 113512.2994 | 447910.591 | 113508.6918 | 447901.5479 | 113499.5644 | 447890.3641 | 113488.3326 | 447884.7121 | 113482.8971 | 447868.0929 | 113466.9392 | 447856.8971 | 113456.4289 | 447850.1989 | 113450.2718 | 447832.5575 | 113434.2779 | 447816.7199 | 113419.8713 | 447809.5527 | 113411.2009 | 447801.7601 | 113403.3603 | 447791.3701 | 113392.85 | 447786.8726 | 113387.8113 | 447779.6693 | 113379.8144 | 447779.6212 | 113376.9403 | 447779.3326 | 113376.5073 | 447778.4667 | 113372.7554 | 447777.4927 | 113369.8693 | 447775.1838 | 113364.7103 | 447772.478 | 113360.4653 | 447767.4514 | 113355.4988 | 447763.8197 | 113353.6228 | 447762.7855 | 113353.4544 | 447758.5765 | 113354.0437 | 447754.4277 | 113356.1842 | 447746.7314 | 113363.0147 | 447733.9146 | 113368.9649 | 447732.7373 | 113368.7665 | 447716.4403 | 113357.5491 | 447702.9213 | 113346.9931 | 447695.8442 | 113343.2231 | 447694.9051 | 113344.0962 | 447701.9159 | 113359.0439 | 447701.8926 | 113359.071
284 | 447701.8926 | 113359.071 | 447708.2963 | 113381.2951 | 447714.6155 | 113407.8743 | 447721.0499 | 113434.8795 | 447727.4267 | 113461.5583 | 447728.5599 | 113466.3985 | 447689.3773 | 113471.7765 | 447668.9793 | 113474.5615 | 447641.9164 | 113475.349 | 447595.0318 | 113473.8893 | 447589.4809 | 113505.6003 | 447583.8098 | 113538.0972 | 447582.1365 | 113547.835 | 447578.8363 | 113561.3146 | 447562.7073 | 113567.6128 | 447535.9108 | 113575.7936 | 447507.9523 | 113583.3468
285 | 447507.9523 | 113583.3468 | 447535.7827 | 113576.0916 | 447562.8853 | 113567.8167 | 447579.1562 | 113561.4013 | 447582.5033 | 113547.9663 | 447591.2431 | 113496.2715 | 447595.1016 | 113474.0966 | 447641.2643 | 113475.5842 | 447669.2502 | 113474.7939 | 447706.9056 | 113469.5408 | 447728.755 | 113466.4726 | 447714.4831 | 113406.5958 | 447707.2775 | 113376.5645 | 447702.5822 | 113360.7585 | 447703.326 | 113359.7358
286 | 447703.326 | 113359.7358 | 447703.326 | 113359.7358 | 447702.1638 | 113358.992 | 447695.0976 | 113344.0693 | 447694.4468 | 113343.5579 | 447691.3785 | 113342.1168 | 447687.5665 | 113341.8378 | 447645.0299 | 113353.8783 | 447623.5058 | 113359.7358 | 447595.0086 | 113366.616 | 447579.3886 | 113370.521 | 447523.5099 | 113388.5584 | 447479.2996 | 113403.0627 | 447473.721 | 113404.9223 | 447447.5482 | 113413.8015 | 447432.765 | 113417.3346 | 447366.7983 | 113429.5145 | 447356.6639 | 113430.4442 | 447347.2733 | 113430.4907 | 447336.4416 | 113428.4453 | 447324.7265 | 113423.1456 | 447314.0343 | 113415.0102 | 447304.8296 | 113405.4801 | 447295.0206 | 113390.7434 | 447292.3708 | 113386.8384 | 447287.3966 | 113381.8176 | 447283.9564 | 113378.7959
287 | 447283.9564 | 113378.7959 | 447283.9564 | 113378.7959 | 447274.8448 | 113374.1936 | 447264.8963 | 113372.3806 | 447250.7174 | 113371.9622 | 447235.0974 | 113375.2163 | 447222.3132 | 113376.0066 | 447194.3738 | 113376.2391 | 447188.3303 | 113377.8197 | 447189.818 | 113384.6999 | 447189.3582 | 113388.2459
288 | 449761.5345 | 114390.3688 | 449754.4704 | 114414.2402 | 449751.8037 | 114421.4536 | 449746.1449 | 114432.7361 | 449741.8542 | 114433.8244 | 449709.2927 | 114446.9921 | 449706.3643 | 114449.0469 | 449705.7901 | 114451.366 | 449708.374 | 114469.7221 | 449714.8873 | 114475.4065 | 449725.7126 | 114480.642 | 449734.0393 | 114486.4531 | 449742.1527 | 114509.1112 | 449749.6989 | 114513.9603 | 449751.7447 | 114514.3122 | 449795.5824 | 114497.2705 | 449819.815 | 114488.4593 | 449827.8559 | 114487.252 | 449836.766 | 114488.3144 | 449853.5961 | 114486.2861 | 449854.3325 | 114486.4978
289 | 449762.0136 | 114390.0089 | 449754.7594 | 114413.89 | 449752.7706 | 114420.9009 | 449746.4354 | 114432.9296 | 449741.9374 | 114434.1205 | 449718.7723 | 114443.6696 | 449709.2964 | 114447.7058 | 449707.0471 | 114449.4137 | 449706.4083 | 114451.3275 | 449708.9174 | 114469.5597 | 449715.3133 | 114475.1394 | 449725.8089 | 114480.246 | 449734.5681 | 114486.1796 | 449742.2881 | 114509.0271 | 449749.6981 | 114513.5684 | 449751.7102 | 114513.9939 | 449795.4428 | 114496.2577 | 449819.6943 | 114488.3144 | 449827.8266 | 114487.1246 | 449836.7169 | 114488.2222 | 449853.6744 | 114486.1551 | 449854.2018 | 114486.3618
290 | 449854.0501 | 114486.2023 | 449858.6407 | 114482.6805 | 449859.0624 | 114482.493
291 | 449859.0624 | 114482.493 | 449859.0789 | 114482.4857 | 449859.4685 | 114482.0718 | 449862.3415 | 114480.27 | 449862.9502 | 114478.7361 | 449862.2685 | 114476.4474 | 449862.585 | 114474.7431 | 449863.0476 | 114474.3535 | 449870.3276 | 114472.7952 | 449872.7685 | 114472.8847
292 | 449854.3325 | 114486.4978 | 449854.2785 | 114486.8634 | 449855.5309 | 114499.402 | 449857.1109 | 114514.6097 | 449860.1772 | 114544.538 | 449861.8214 | 114560.6548 | 449858.3036 | 114610.2285 | 449856.4109 | 114636.9559 | 449855.3403 | 114652.4035 | 449830.8688 | 114644.6032 | 449811.1388 | 114661.7523 | 449797.3681 | 114657.5648
293 | 449854.2018 | 114486.3618 | 449854.0843 | 114486.8527 | 449855.3882 | 114499.4129 | 449856.9354 | 114514.5987 | 449860.0243 | 114544.5189 | 449861.6875 | 114560.6165 | 449858.1507 | 114610.152 | 449856.2388 | 114636.8603 | 449855.1491 | 114652.1741 | 449830.7924 | 114644.412 | 449811.1005 | 114661.5803 | 449797.3681 | 114657.5648
294 | 449797.3681 | 114657.5648 | 449811.0623 | 114661.4082 | 449830.8306 | 114644.2591 | 449855.0344 | 114651.9638 | 449856.1241 | 114636.8221 | 449857.9786 | 114610.1903 | 449861.5346 | 114560.6356 | 449859.8522 | 114544.4998 | 449856.7817 | 114514.5219 | 449855.2237 | 114499.391 | 449853.9509 | 114486.8715 | 449854.0501 | 114486.2023
295 | 449793.0522 | 114684.2995 | 449793.0532 | 114684.3052 | 449794.8125 | 114686.6543 | 449797.1838 | 114688.0621 | 449800.3188 | 114690.1677 | 449802.3606 | 114691.5311 | 449804.8469 | 114693.0044 | 449808.6841 | 114695.2639 | 449812.4577 | 114697.6769 | 449815.8051 | 114699.5466 | 449819.4542 | 114701.8293 | 449823.2065 | 114704.4271 | 449830.7706 | 114708.3107 | 449838.8492 | 114713.9058 | 449840.5819 | 114715.9724 | 449840.5787 | 114716.2143 | 449840.2471 | 114716.4758 | 449839.1558 | 114717.0771 | 449835.6734 | 114720.0515 | 449833.3932 | 114724.2386 | 449830.8619 | 114728.3748 | 449823.0303 | 114744.462 | 449819.0215 | 114754.2155 | 449815.2505 | 114763.0302 | 449811.2828 | 114771.093 | 449812.3749 | 114771.5857 | 449813.8395 | 114773.4687 | 449816.2987 | 114780.8935 | 449816.7419 | 114783.3788 | 449816.5172 | 114785.8872 | 449815.9578 | 114786.8869 | 449817.2524 | 114787.8044 | 449819.8637 | 114789.025 | 449820.4578 | 114790.2171
296 | 449797.3681 | 114657.5648 | 449800.8461 | 114661.848 | 449799.9751 | 114666.1813 | 449798.429 | 114670.6017 | 449794.8578 | 114679.007 | 449793.0069 | 114683.8194 | 449793.0522 | 114684.2995
297 | 449797.3681 | 114657.5648 | 449810.9673 | 114661.0644 | 449830.8183 | 114643.8996
298 | 449830.8183 | 114643.8996 | 449831.0284 | 114643.7462 | 449831.0412 | 114642.0675 | 449831.2206 | 114639.6072 | 449831.7204 | 114636.788 | 449831.9895 | 114635.7244 | 449831.9638 | 114634.6223 | 449830.9407 | 114633.7199
299 | 450157.2802 | 114836.3115 | 450157.7812 | 114836.488 | 450158.7641 | 114836.4117 | 450159.5595 | 114835.041 | 450166.535 | 114823.6253 | 450184.2554 | 114772.4318 | 450198.8245 | 114724.8695
300 | 449797.3681 | 114657.5648 | 449800.6768 | 114661.9133 | 449799.8739 | 114665.4859 | 449798.1278 | 114670.5638 | 449794.3143 | 114679.5556 | 449792.6484 | 114683.8307 | 449792.7487 | 114684.473 | 449794.6153 | 114687.0421 | 449802.0817 | 114691.839 | 449808.6048 | 114695.7529 | 449812.2175 | 114698.1212 | 449819.2825 | 114702.1756 | 449823.0157 | 114704.8048 | 449830.5624 | 114708.6585 | 449838.651 | 114714.2783 | 449840.7584 | 114716.9478 | 449842.2637 | 114717.6904 | 449846.7596 | 114718.9147 | 449851.1351 | 114720.5806 | 449861.3913 | 114723.23 | 449877.6889 | 114725.6585 | 449885.6972 | 114727.5051 | 449904.3808 | 114732.301 | 449908.5781 | 114733.988 | 449909.068 | 114733.9767 | 450151.9321 | 114834.4351 | 450157.2802 | 114836.3115
301 | 449908.6526 | 114733.2335 | 449987.4884 | 114765.6979 | 450094.4382 | 114810.2455 | 450152.0269 | 114834.2941 | 450158.2226 | 114836.3763 | 450158.6787 | 114836.6765 | 450158.4304 | 114837.9177 | 450158.2341 | 114838.4662 | 450158.0379 | 114838.6221 | 450157.755 | 114838.7202 | 450157.397 | 114838.7144 | 450157.0853 | 114838.6451 | 450154.6349 | 114838.3639
302 | 449797.3681 | 114657.5648 | 449801.0196 | 114661.7524 | 449800.0864 | 114666.2383 | 449798.5638 | 114670.7242 | 449794.6018 | 114679.9907 | 449793.1938 | 114683.8381 | 449793.1774 | 114684.2311 | 449794.9292 | 114686.474 | 449798.9567 | 114689.028 | 449802.5258 | 114691.402 | 449812.3162 | 114697.2958 | 449819.8964 | 114701.8472 | 449823.3181 | 114704.303 | 449830.8983 | 114708.1668 | 449838.9696 | 114713.7824 | 449840.7378 | 114715.9107 | 449841.1471 | 114716.6474 | 449842.4732 | 114717.1713 | 449846.8609 | 114718.3992 | 449851.3632 | 114719.9546 | 449861.2518 | 114722.5904 | 449877.7874 | 114725.0135 | 449884.1888 | 114726.4051 | 449904.5719 | 114731.6932 | 449908.6526 | 114733.2335
303 | 449797.3681 | 114657.5648 | 449800.7528 | 114661.8614 | 449799.8512 | 114666.1017 | 449798.2671 | 114670.5857 | 449795.026 | 114678.2378 | 449792.85 | 114683.8026 | 449792.8903 | 114684.4068 | 449794.7231 | 114686.8639 | 449797.2607 | 114688.3945 | 449801.7117 | 114691.3552 | 449808.8011 | 114695.6249 | 449812.2451 | 114697.8806 | 449819.3546 | 114702.0295 | 449823.1007 | 114704.6276 | 449830.2706 | 114708.2528 | 449838.7094 | 114714.0331 | 449840.8845 | 114716.8124 | 449842.2944 | 114717.4972 | 449846.7252 | 114718.7258 | 449851.2366 | 114720.3571 | 449861.3269 | 114723.0156 | 449876.1098 | 114725.2109 | 449877.8621 | 114725.4728 | 449884.2465 | 114726.8826 | 449904.5076 | 114732.0788 | 449908.6565 | 114733.7907 | 449914.2555 | 114719.6522 | 449915.625 | 114716.5506 | 449916.5112 | 114715.2818 | 449924.7486 | 114692.7448 | 449929.9246 | 114676.0486 | 449933.9325 | 114664.5686 | 449938.2023 | 114652.2025 | 449962.4109 | 114648.1342 | 450012.8824 | 114651.6788 | 450037.2319 | 114653.3505 | 450037.7891 | 114644.9106
304 | 439920.0388 | 109548.8846 | 439902.2231 | 109544.742 | 439887.3959 | 109540.5359 | 439882.6795 | 109538.0369 | 439876.0625 | 109533.3557 | 439870.3576 | 109528.3203 | 439866.4951 | 109526.3264 | 439853.0394 | 109518.7711 | 439847.6712 | 109516.6556 | 439843.2231 | 109515.6046 | 439840.1311 | 109515.4172 | 439834.8842 | 109515.5578 | 439828.9815 | 109517.01 | 439824.8589 | 109518.3218 | 439819.5183 | 109520.102 | 439813.1756 | 109522.3272 | 439763.2204 | 109533.5014 | 439729.917 | 109539.8553 | 439716.4808 | 109542.2969 | 439703.4858 | 109544.1967 | 439670.427 | 109546.5775 | 439650.0938 | 109547.0985 | 439649.408 | 109546.9176 | 439649.4062 | 109546.9178
305 | 439649.0196 | 109546.8869 | 439642.6268 | 109547.7617 | 439634.1142 | 109548.401 | 439629.8176 | 109548.8222 | 439615.3296 | 109550.1744 | 439607.6211 | 109549.9189 | 439602.3827 | 109549.1949 | 439595.6112 | 109548.4709 | 439586.7102 | 109546.7248 | 439578.9601 | 109544.9292 | 439555.7569 | 109538.4852 | 439552.4808 | 109537.2936 | 439544.408 | 109535.5733 | 439529.7058 | 109531.3476 | 439521.1605 | 109529.2554 | 439517.2201 | 109527.6518 | 439515.6622 | 109528.591 | 439513.188 | 109529.095 | 439503.8502 | 109530.5583 | 439501.3774 | 109530.1619 | 439496.5901 | 109529.735 | 439490.2447 | 109529.857 | 439486.4723 | 109530.1156 | 439480.9748 | 109529.5621 | 439477.4495 | 109528.9676
306 | 439649.4062 | 109546.9178 | 439645.5712 | 109541.7362
307 | 439645.5712 | 109541.7362 | 439649.0196 | 109546.8869
308 | 440906.0903 | 109687.7144 | 440600.1015 | 109674.0309 | 440576.5055 | 109673.2861 | 440491.9585 | 109643.9553 | 440389.0367 | 109606.4432
309 | 440389.0367 | 109606.4432 | 440369.5848 | 109599.2912 | 440334.2851 | 109587.1515 | 440320.2514 | 109583.6216 | 440302.9459 | 109578.1114 | 440291.1506 | 109576.1311 | 440275.6532 | 109576.045 | 440251.9087 | 109578.8842 | 440248.9291 | 109579.8083 | 440243.8218 | 109585.3408 | 440236.4276 | 109592.9443 | 440221.0331 | 109608.6157 | 440208.6262 | 109621.119 | 440198.8811 | 109630.551 | 440196.685 | 109632.9742 | 440195.7475 | 109633.7355
310 | 439645.5712 | 109541.7362 | 439650.4852 | 109546.8849 | 439666.0191 | 109546.6014 | 439672.71 | 109546.2846 | 439678.941 | 109545.8505 | 439687.9023 | 109545.2253 | 439697.2733 | 109544.4758 | 439703.5872 | 109544.0093 | 439716.5046 | 109542.0706 | 439751.6496 | 109535.4829 | 439763.4122 | 109533.205 | 439790.0185 | 109527.154 | 439812.8579 | 109522.1412 | 439824.0677 | 109518.3641 | 439828.838 | 109516.8767 | 439834.7512 | 109515.4075 | 439840.6092 | 109515.3041 | 439843.1471 | 109515.4724 | 439847.6903 | 109516.5217 | 439853.1215 | 109518.6665 | 439867.8523 | 109526.8491 | 439870.1393 | 109527.9947 | 439870.8794 | 109527.9838
311 | 439870.8794 | 109527.9838 | 439870.9016 | 109527.9835 | 439870.9357 | 109528.5969 | 439875.8923 | 109533.0821 | 439882.7 | 109537.8936 | 439887.3885 | 109540.3758 | 439902.2428 | 109544.5945 | 439919.9602 | 109548.7141 | 439926.9304 | 109551.5108 | 439933.7944 | 109554.0441 | 439940.3895 | 109555.5726 | 439946.4069 | 109556.4755 | 439954.3866 | 109557.3388 | 439977.9327 | 109561.4735 | 439983.2052 | 109561.6215 | 439995.19 | 109562.9407 | 440004.5643 | 109565.7508 | 440006.6919 | 109567.691 | 440009.3927 | 109569.2575 | 440030.1994 | 109579.0863 | 440043.7555 | 109585.7882 | 440052.5702 | 109590.4288 | 440057.9229 | 109592.5895 | 440063.9207 | 109594.3964 | 440088.1258 | 109603.4424 | 440090.8674 | 109605.3953 | 440095.7955 | 109609.5721 | 440101.425 | 109615.0871 | 440107.7867 | 109620.0072 | 440114.1441 | 109623.8024 | 440118.8765 | 109625.2372 | 440123.069 | 109627.2638 | 440127.1187 | 109628.8031 | 440128.8948 | 109629.3005 | 440132.08 | 109629.6675 | 440137.3451 | 109629.7379 | 440162.8183 | 109632.8306 | 440189.7819 | 109637.8041 | 440194.38 | 109637.9271 | 440196.3741 | 109634.3703 | 440196.5491 | 109632.8077 | 440198.6722 | 109630.4936 | 440223.9048 | 109605.3992 | 440248.7222 | 109579.5813 | 440254.716 | 109572.0197 | 440262.4637 | 109564.5606 | 440282.1453 | 109547.1782 | 440304.3391 | 109528.2898 | 440309.7306 | 109522.7839
312 | 444307.4615 | 111191.9275 | 444296.0785 | 111194.5997 | 444273.4044 | 111200.7735 | 444270.1242 | 111200.1961 | 444265.6825 | 111199.6505 | 444264.7748 | 111199.8745
313 | 444265.6729 | 111198.0335 | 444265.0582 | 111198.8279 | 444263.3748 | 111199.0168 | 444258.7776 | 111199.7799 | 444246.03 | 111203.0684 | 444241.0846 | 111207.0246 | 444243.3604 | 111213.6091 | 444252.1744 | 111234.9106 | 444252.33 | 111242.0673 | 444245.4352 | 111240.2451 | 444236.9049 | 111240.4637 | 444233.2697 | 111239.5989 | 444202.0064 | 111236.4312 | 444193.7389 | 111235.8568 | 444186.3699 | 111236.9715 | 444177.8862 | 111239.5723 | 444151.0989 | 111251.1315 | 444128.1628 | 111265.7797 | 444108.1178 | 111286.7884 | 444085.7136 | 111302.702 | 444069.2445 | 111312.3702 | 444048.5152 | 111323.7767 | 443988.5063 | 111349.1134
314 | 444254.0965 | 110936.9226 | 444255.2919 | 110937.4398 | 444256.5674 | 110936.9214 | 444259.4938 | 110937.7726 | 444259.9337 | 110938.2029 | 444260.1058 | 110938.7289 | 444261.2531 | 110945.9818 | 444262.792 | 110959.7008 | 444263.5698 | 110973.2748 | 444263.0975 | 110974.5147 | 444262.1529 | 110976.1382 | 444261.0902 | 110977.4666 | 444247.2584 | 110989.9944 | 444241.8131 | 110995.7324 | 444232.1813 | 111004.8665 | 444224.4232 | 111012.8002 | 444222.3521 | 111015.6252
315 | 444222.3521 | 111015.6252 | 444219.6344 | 111021.5772 | 444218.3259 | 111026.2791 | 444217.8773 | 111029.5449 | 444217.8505 | 111033.0605 | 444219.7022 | 111040.1184 | 444223.2631 | 111049.5995 | 444227.9173 | 111064.2117 | 444241.3039 | 111112.6005 | 444241.3459 | 111113.9306 | 444241.4159 | 111114.9247 | 444241.794 | 111115.6248 | 444242.5221 | 111116.6749 | 444255.1456 | 111164.2587 | 444259.2088 | 111182.1575 | 444263.7059 | 111197.842 | 444263.6289 | 111198.227 | 444263.385 | 111198.5607 | 444263.1027 | 111198.8816 | 444263.0257 | 111199.164 | 444263.0898 | 111199.4078 | 444263.3209 | 111199.6517 | 444263.5647 | 111199.7929 | 444263.9113 | 111199.8057 | 444264.7748 | 111199.8745
316 | 444254.0965 | 110936.9226 | 444255.2538 | 110937.2828 | 444256.1929 | 110936.8849 | 444256.5511 | 110937.1157 | 444259.3287 | 110937.9195 | 444259.7346 | 110938.3016 | 444259.9337 | 110938.8583 | 444261.0701 | 110945.9049 | 444262.4921 | 110959.3926 | 444263.368 | 110973.2933 | 444262.8013 | 110974.7205 | 444262.0457 | 110975.9379 | 444260.9641 | 110977.2778 | 444246.8525 | 110990.0945 | 444242.0358 | 110995.198 | 444232.0455 | 111004.7168 | 444224.7259 | 111012.1567 | 444223.1372 | 111014.1172 | 444221.6363 | 111016.5595 | 444220.5546 | 111018.7098 | 444219.4644 | 111021.3776 | 444218.9096 | 111023.1589 | 444218.0799 | 111026.5391 | 444217.6804 | 111029.6735 | 444217.6804 | 111032.9923 | 444219.5549 | 111040.4903 | 444223.0595 | 111049.6688 | 444227.7924 | 111064.5372 | 444241.1106 | 111112.6784 | 444241.1429 | 111114.4017 | 444241.2614 | 111114.9941 | 444241.4445 | 111115.5111 | 444242.0368 | 111116.3188 | 444242.3144 | 111116.7547 | 444254.9152 | 111164.288 | 444259.0092 | 111182.2221 | 444263.5141 | 111197.8698 | 444263.7963 | 111198.1277 | 444265.6729 | 111198.0335
317 | 444254.0965 | 110936.9226 | 444255.1633 | 110935.3384 | 444255.7706 | 110934.073 | 444256.7402 | 110933.0649 | 444259.5311 | 110931.3807 | 444260.1566 | 110930.3341 | 444260.5055 | 110929.1913 | 444260.6619 | 110927.6515 | 444260.6018 | 110926.1718 | 444254.9089 | 110899.3928 | 444249.4528 | 110868.3938 | 444245.1739 | 110846.087 | 444245.2686 | 110845.4752 | 444245.7422 | 110844.528 | 444246.2454 | 110844.0396 | 444255.513 | 110840.7094 | 444265.5743 | 110835.6796 | 444279.4682 | 110829.5298 | 444284.3274 | 110828.1547 | 444284.9128 | 110827.975 | 444285.1523 | 110827.8114 | 444285.154 | 110827.7451 | 444284.8332 | 110827.7601 | 444284.5994 | 110827.6851 | 444284.3835 | 110827.4873 | 444284.1797 | 110827.1815 | 444284.1017 | 110826.7678 | 444284.2756 | 110826.3811 | 444284.6223 | 110826.1634 | 444284.9734 | 110826.0796 | 444285.2966 | 110826.1394 | 444285.6557 | 110826.3549 | 444285.8313 | 110826.6941 | 444285.8672 | 110827.0292 | 444285.7236 | 110827.2926 | 444285.3485 | 110827.7195 | 444285.4269 | 110827.7764 | 444286.1454 | 110827.8056 | 444287.8455 | 110827.7705 | 444288.5565 | 110827.4535
318 | 444254.0965 | 110936.9226 | 444255.027 | 110935.1695 | 444255.5776 | 110933.961 | 444256.625 | 110932.8599 | 444259.4046 | 110931.2082 | 444259.9552 | 110930.2548 | 444260.2909 | 110929.1268 | 444260.452 | 110927.6229 | 444260.3849 | 110926.0921 | 444254.626 | 110899.0875 | 444249.1294 | 110867.8623 | 444244.9254 | 110845.959 | 444244.6973 | 110845.5274 | 444243.8052 | 110844.7687 | 444243.2966 | 110844.5853 | 444233.214 | 110844.4435 | 444213.3929 | 110842.5127 | 444211.8038 | 110842.0154 | 444201.2417 | 110837.6879
319 | 444201.2417 | 110837.6879 | 444193.0124 | 110834.2825 | 444189.2877 | 110833.1944 | 444185.3956 | 110832.6504 | 444182.8427 | 110832.8596 | 444180.792 | 110833.4455 | 444171.2082 | 110840.6438 | 444159.6399 | 110851.2696 | 444155.0984 | 110855.0342 | 444151.1528 | 110857.2159 | 444142.426 | 110861.1151 | 444118.8298 | 110868.7696 | 444084.9657 | 110880.6273 | 444084.4173 | 110880.8076 | 444083.7024 | 110880.8692 | 444082.9135 | 110880.6967 | 444033.8363 | 110861.2655 | 444022.4069 | 110858.1488 | 443996.3377 | 110852.8678 | 443945.1783 | 110845.5241 | 443933.8482 | 110843.0581 | 443927.9217 | 110840.4963 | 443925.2462 | 110840.031 | 443921.6865 | 110840.1008 | 443917.1032 | 110841.0314 | 443876.0107 | 110836.8069 | 443838.5165 | 110833.4474 | 443835.7055 | 110832.937 | 443834.5308 | 110831.6994 | 443833.6498 | 110830.3989 | 443832.7688 | 110828.1754 | 443832.4123 | 110827.7559 | 443831.6361 | 110827.672 | 443829.3288 | 110828.1125 | 443827.5259 | 110827.9181 | 443818.3007 | 110826.0925 | 443817.2072 | 110826.0227 | 443809.7389 | 110827.2791 | 443802.4568 | 110828.0469 | 443802.1093 | 110828.949
320 | 443802.1093 | 110828.949 | 443801.7548 | 110828.0154 | 443784.6502 | 110827.7363 | 443765.845 | 110827.9872 | 443748.1203 | 110827.9341 | 443739.0457 | 110828.624 | 443735.3551 | 110829.2555
321 | 443735.3551 | 110829.2555 | 443732.5157 | 110828.7226 | 443717.339 | 110829.2806 | 443694.5409 | 110830.5543 | 443655.7922 | 110833.5309
322 | 443655.7922 | 110833.5309 | 443624.5027 | 110835.9522 | 443609.521 | 110841.1381 | 443427.2773 | 110876.3784 | 443352.7811 | 110883.4123 | 443323.3924 | 110883.2121 | 443311.6231 | 110883.591 | 443308.9918 | 110884.0347 | 443307.009 | 110885.2182 | 443302.1274 | 110889.9438 | 443300.5894 | 110891.9276 | 443294.1345 | 110907.6661 | 443286.1245 | 110914.4778 | 443268.9641 | 110938.2269 | 443259.966 | 110955.0105 | 443251.3624 | 110968.5304 | 443237.8305 | 110988.351 | 443232.6223 | 110994.9671
323 | 443232.6223 | 110994.9671 | 443228.7077 | 111000.044 | 443210.0131 | 111019.1663 | 443207.6916 | 111022.7097 | 443207.474 | 111026.6658 | 443207.759 | 111029.8527 | 443208.5622 | 111031.0445 | 443208.4326 | 111031.3813 | 443207.189 | 111031.6923 | 443206.6708 | 111031.5886 | 443186.5979 | 111019.2201 | 443174.7624 | 111011.9709 | 443164.3571 | 111006.5463 | 443147.7344 | 110999.7915 | 443138.7064 | 111001.1837 | 443134.6691 | 111001.1837 | 443091.1859 | 110991.5869 | 443072.8075 | 110987.8458 | 443063.3533 | 110985.3988 | 443053.3985 | 110981.3947 | 443036.937 | 110973.7757 | 443025.9098 | 110969.7535 | 443015.5101 | 110967.0312 | 443013.7831 | 110966.8122 | 443012.632 | 110966.9081 | 443010.8095 | 110967.2198 | 443010.1141 | 110967.4356 | 443009.2268 | 110967.5795 | 443007.7641 | 110968.0831 | 443006.4212 | 110968.4668 | 443005.7018 | 110968.5627 | 443004.5141 | 110968.488 | 442989.1532 | 110964.0882 | 442972.5851 | 110958.4883 | 442964.6246 | 110954.324 | 442962.4952 | 110953.0003 | 442960.1931 | 110951.2162 | 442931.7601 | 110923.0836 | 442928.4224 | 110917.634 | 442921.5702 | 110913.3437 | 442914.8201 | 110909.8067 | 442896.4798 | 110901.3243 | 442878.4352 | 110893.487 | 442859.7339 | 110885.711 | 442842.3658 | 110879.2024 | 442841.3434 | 110879.7477
324 | 442841.3434 | 110879.7477 | 442842.0167 | 110879.0281 | 442840.2266 | 110876.9484 | 442840.2266 | 110876.0271 | 442825.7482 | 110870.42 | 442818.0877 | 110867.2084 | 442812.1581 | 110864.8684 | 442809.3299 | 110863.5631 | 442807.451 | 110862.5742 | 442807.1345 | 110862.1984 | 442807.0958 | 110856.6255 | 442806.8377 | 110850.382 | 442805.4952 | 110842.5636 | 442804.7003 | 110839.8189 | 442803.363 | 110837.1841 | 442799.1932 | 110831.3638 | 442793.952 | 110825.8619 | 442778.0796 | 110811.9134 | 442765.1492 | 110800.8774 | 442758.643 | 110794.2795 | 442751.6995 | 110786.3559 | 442744.4602 | 110776.4591 | 442730.6359 | 110760.8214 | 442725.2556 | 110754.2092 | 442718.0139 | 110744.8467 | 442713.4556 | 110736.6207 | 442707.4575 | 110727.7902 | 442702.6987 | 110722.4719 | 442697.2151 | 110717.1744 | 442695.2198 | 110715.6658 | 442693.5901 | 110714.8667 | 442691.906 | 110714.4781 | 442689.5742 | 110714.4133 | 442687.5015 | 110714.5429 | 442686.6271 | 110714.8343 | 442684.0649 | 110712.8097 | 442679.5388 | 110707.8526 | 442676.968 | 110703.8432 | 442676.0369 | 110701.05 | 442675.4162 | 110697.274 | 442675.5203 | 110674.8276 | 442675.0255 | 110672.2491 | 442674.0993 | 110669.5772 | 442669.9669 | 110663.4142 | 442669.6268 | 110662.7146 | 442669.444 | 110661.9651 | 442671.5648 | 110642.3888 | 442671.3905 | 110641.3112 | 442670.766 | 110640.419 | 442670.1415 | 110639.7499 | 442669.1601 | 110639.3484 | 442660.7006 | 110637.0528 | 442639.4831 | 110634.9278 | 442632.9263 | 110633.7816 | 442626.9414 | 110631.8222 | 442619.5315 | 110628.6873 | 442611.287 | 110624.3824 | 442600.1722 | 110616.1745 | 442596.8378 | 110612.6263 | 442595.8417 | 110609.4571 | 442595.3797 | 110608.6205 | 442595.0176 | 110608.6954 | 442594.5057 | 110608.5456 | 442594.2935 | 110608.0461 | 442594.4058 | 110607.5842 | 442594.8179 | 110607.297 | 442595.2424 | 110607.3219 | 442595.617 | 110607.5717 | 442595.7219 | 110607.9916 | 442595.6366 | 110608.294 | 442595.9002 | 110608.6351 | 442597.6435 | 110608.8804
325 | 444839.9348 | 110427.7852 | 444838.78 | 110428.7697 | 444837.8948 | 110428.0928 | 444831.9312 | 110424.0335 | 444822.4626 | 110418.5339 | 444809.2247 | 110409.9396 | 444801.8308 | 110405.6784 | 444792.0387 | 110401.0187 | 444774.2105 | 110393.5228 | 444765.4108 | 110392.4787 | 444758.9191 | 110391.3331 | 444753.6923 | 110391.9298 | 444751.5205 | 110391.8104 | 444752.1649 | 110386.2018 | 444749.8726 | 110379.2746 | 444747.1947 | 110373.1839 | 444745.4095 | 110368.1695 | 444737.4718 | 110363.2663 | 444727.1795 | 110358.406 | 444706.375 | 110352.4545 | 444692.5376 | 110348.7261 | 444657.1242 | 110324.5555 | 444643.1207 | 110315.8287 | 444631.0536 | 110310.5547 | 444619.5409 | 110305.1304 | 444612.1793 | 110299.9829 | 444607.8621 | 110294.4479 | 444605.2807 | 110288.7601 | 444599.7915 | 110272.8413 | 444594.5018 | 110259.5674 | 444588.5767 | 110249.8156 | 444580.7214 | 110240.3759 | 444574.0606 | 110233.0498
326 | 444574.0606 | 110233.0498 | 444571.0608 | 110226.12 | 444569.6139 | 110215.6401 | 444572.0761 | 110188.0346 | 444572.6903 | 110150.6942 | 444573.7597 | 110126.2304 | 444574.1983 | 110112.242 | 444573.8571 | 110087.7746 | 444572.5823 | 110075.2048 | 444562.3742 | 110036.3107 | 444560.3493 | 110019.1451 | 444557.376 | 110007.6482 | 444550.9833 | 109998.2327 | 444541.8219 | 109989.0275 | 444531.3235 | 109979.2987 | 444523.987 | 109968.5689 | 444518.1702 | 109958.2848 | 444514.3064 | 109942.3661 | 444510.2826 | 109929.2706 | 444505.7468 | 109916.4678 | 444498.504 | 109900.5192 | 444476.5676 | 109862.4568 | 444467.5646 | 109846.4007 | 444463.103 | 109836.8986 | 444461.7288 | 109832.3914 | 444460.5746 | 109826.6201 | 444460.2448 | 109824.0367 | 444460.3751 | 109821.4999 | 444459.9058 | 109816.4317 | 444457.4656 | 109812.6462 | 444453.6801 | 109808.4227 | 444449.3002 | 109804.6998 | 444443.794 | 109800.664 | 444436.2543 | 109796.2841 | 444427.3237 | 109792.0858 | 444414.1659 | 109786.8604 | 444399.8782 | 109780.9654 | 444391.1868 | 109778.7537
327 | 444391.1868 | 109778.7537 | 444384.6708 | 109777.0822 | 444371.5619 | 109772.6997 | 444363.3886 | 109768.7422 | 444354.997 | 109765.6208 | 444348.5243 | 109763.4068 | 444347.2826 | 109763.2795 | 444346.0786 | 109764.6397 | 444340.1283 | 109768.1849 | 444337.217 | 109769.293 | 444333.9147 | 109770.0534 | 444322.5733 | 109766.2626 | 444310.6703 | 109761.4444 | 444300.3059 | 109756.6648 | 444288.768 | 109751.8357 | 444281.6545 | 109748.6259 | 444269.0919 | 109744.4362 | 444260.2682 | 109741.9243 | 444244.285 | 109737.5605 | 444238.1862 | 109735.1919 | 444232.3491 | 109732.7239 | 444230.5666 | 109732.0579 | 444228.7111 | 109732.6954
328 | 444228.7111 | 109732.6954 | 444227.5948 | 109730.17 | 444220.1882 | 109723.8719 | 444215.559 | 109721.7014 | 444209.7661 | 109719.78 | 444194.5954 | 109717.0843 | 444188.6591 | 109716.419 | 444182.309 | 109716.072 | 444176.4808 | 109714.4844 | 444171.2391 | 109711.7011 | 444165.3458 | 109707.7328 | 444159.5964 | 109703.1467 | 444148.1691 | 109692.6868 | 444140.3871 | 109682.4369 | 444135.9349 | 109677.6549 | 444132.9668 | 109673.3676 | 444129.9437 | 109667.7062 | 444127.7451 | 109663.199 | 444126.8384 | 109658.3076 | 444126.2602 | 109649.9658 | 444125.9711 | 109642.2434 | 444125.9711 | 109638.0725 | 444125.5582 | 109632.3736 | 444125.2278 | 109629.5241 | 444124.1128 | 109623.6188 | 444122.7209 | 109620.8401 | 444118.6182 | 109616.3877 | 444116.6834 | 109614.5695 | 444109.1075 | 109606.6205 | 444101.446 | 109600.0533 | 444081.9924 | 109585.5143 | 444075.3695 | 109581.3595 | 444068.2197 | 109577.1483 | 444061.0698 | 109573.169 | 444058.8255 | 109571.4366 | 444051.6838 | 109567.5377 | 444046.5894 | 109564.6878 | 444037.5039 | 109559.1606 | 444028.5872 | 109554.7835 | 444020.0917 | 109551.3338 | 444002.9687 | 109545.3121 | 443999.3623 | 109543.8973 | 443992.1552 | 109542.9602 | 443981.0597 | 109542.2278 | 443963.2432 | 109542.3659 | 443955.3079 | 109542.1645 | 443949.9942 | 109541.2973 | 443942.7309 | 109537.5931 | 443936.884 | 109530.4024 | 443933.4514 | 109522.2135 | 443930.5272 | 109515.742 | 443925.5395 | 109509.3262 | 443915.5924 | 109500.0574 | 443908.8104 | 109496.3273 | 443902.1689 | 109493.4625 | 443898.8958 | 109492.6537 | 443883.1595 | 109490.258 | 443871.6766 | 109488.0372 | 443860.7085 | 109486.7716 | 443845.5386 | 109485.8206
329 | 443845.5386 | 109485.8206 | 443842.4213 | 109484.4345 | 443835.8283 | 109482.8915 | 443831.4797 | 109479.8989 | 443826.2939 | 109477.2883 | 443821.7582 | 109474.9036 | 443814.5106 | 109470.9759 | 443810.3959 | 109469.2458 | 443802.992 | 109466.7042 | 443795.3254 | 109465.4162 | 443786.8548 | 109464.9196 | 443779.9923 | 109465.0516 | 443767.8129 | 109466.1733 | 443759.5093 | 109466.2313 | 443752.8121 | 109465.1412 | 443743.0858 | 109463.0798 | 443730.6595 | 109460.4087 | 443723.5923 | 109460.4796 | 443715.7029 | 109462.0345 | 443708.8788 | 109464.3092 | 443701.1909 | 109465.1442 | 443693.9925 | 109464.1364 | 443689.3279 | 109462.7255 | 443686.0455 | 109460.5372 | 443683.0542 | 109456.8901 | 443681.196 | 109452.8827 | 443680.4601 | 109445.5244 | 443679.2644 | 109440.1897 | 443678.5286 | 109438.1202 | 443676.0452 | 109433.0614 | 443672.8621 | 109427.8723 | 443668.7657 | 109421.4644 | 443662.4179 | 109412.4547 | 443655.2827 | 109404.9968 | 443648.4719 | 109401.4323 | 443642.1979 | 109399.5729 | 443628.0027 | 109396.9239 | 443621.8984 | 109395.3978 | 443614.5269 | 109392.8122 | 443610.4158 | 109390.7566 | 443607.6286 | 109387.3771 | 443605.1201 | 109382.1859 | 443604.3141 | 109377.0984 | 443606.0762 | 109362.5375 | 443605.6125 | 109357.8538 | 443604.2677 | 109351.7327 | 443602.2169 | 109344.8071 | 443599.4345 | 109336.2493 | 443596.4836 | 109330.8533 | 443593.2797 | 109326.7219 | 443589.6221 | 109323.3771 | 443585.0232 | 109320.2345 | 443580.0027 | 109317.4752 | 443563.5616 | 109310.1552 | 443538.0609 | 109303.5738 | 443531.4064 | 109299.8111 | 443528.8282 | 109294.9683 | 443529.3477 | 109287.4076 | 443531.8123 | 109279.5348 | 443534.1399 | 109263.1729 | 443535.7829 | 109258.3808 | 443535.646 | 109254.547 | 443529.099 | 109246.0503 | 443527.9865 | 109244.7329 | 443527.3424 | 109244.206 | 443527.2253 | 109243.6204 | 443527.5181 | 109243.0057 | 443528.1839 | 109242.8404 | 443529.5814 | 109244.0164
330 | 441318.7385 | 113199.6705 | 441319.2995 | 113199.5427 | 441319.7129 | 113199.8303 | 441319.8387 | 113200.1359 | 441318.9809 | 113205.0987 | 441317.0861 | 113209.5773 | 441314.2152 | 113213.654 | 441310.0237 | 113216.0368 | 441298.3678 | 113220.3145 | 441293.8849 | 113222.9133 | 441292.5475 | 113225.5117 | 441290.637 | 113227.4222 | 441289.9856 | 113229.5504 | 441296.4351 | 113255.2551 | 441298.7245 | 113260.8152 | 441302.3223 | 113267.9017 | 441307.9914 | 113274.552 | 441308.4275 | 113280.6573 | 441307.3373 | 113283.3828 | 441298.9426 | 113286.9806 | 441286.129 | 113306.0161 | 441280.8524 | 113318.6802 | 441274.1566 | 113345.5347 | 441271.3245 | 113354.9262 | 441261.2048 | 113380.2168 | 441256.8875 | 113388.5636 | 441244.8188 | 113402.3265 | 441234.181 | 113408.5952 | 441223.9231 | 113413.5342 | 441195.4291 | 113443.358 | 441190.7461 | 113447.4666 | 441181.7788 | 113453.2971 | 441179.4512 | 113456.0001 | 441178.1747 | 113459.0786 | 441177.6491 | 113460.8055 | 441178.0996 | 113469.7405 | 441177.5376 | 113475.8364 | 441176.0376 | 113477.5996 | 441175.1691 | 113477.968 | 441174.2217 | 113477.9943 | 441162.0371 | 113476.7311 | 441157.6365 | 113476.53 | 441154.4232 | 113475.1984 | 441151.3547 | 113472.8536 | 441144.0002 | 113469.36 | 441136.7457 | 113467.5098 | 441122.1654 | 113464.4972 | 441115.0433 | 113462.1199 | 441110.4659 | 113459.1701 | 441105.8885 | 113454.3893 | 441101.4388 | 113448.8334 | 441094.6295 | 113439.3004 | 441086.6096 | 113430.2717 | 441082.3964 | 113427.6257 | 441076.218 | 113424.6646 | 441074.2819 | 113424.1806 | 441074.766 | 113425.0347 | 441074.5951 | 113425.7181 | 441073.4801 | 113425.9865
331 | 441073.4801 | 113425.9865 | 441072.7434 | 113425.2591 | 441073.777 | 113424.1943 | 441070.4885 | 113424.0377 | 441067.5445 | 113424.4135 | 441063.9115 | 113423.7245 | 441060.623 | 113422.4718 | 441037.5115 | 113419.118 | 441031.9729 | 113419.1918 | 441019.1971 | 113420.4472 | 441014.3456 | 113420.2831 | 441010.9722 | 113418.4497 | 441004.8561 | 113414.4342 | 440999.2375 | 113409.154 | 440995.1758 | 113401.3692 | 440992.7388 | 113393.6521 | 440991.6557 | 113387.695 | 440990.0067 | 113366.9224 | 440988.9979 | 113363.3917 | 440987.2113 | 113359.8355 | 440983.6867 | 113356.7025 | 440980.2181 | 113354.185 | 440976.7494 | 113352.5626 | 440973.7284 | 113352.115 | 440969.4765 | 113351.6115 | 440958.4552 | 113352.4507 | 440946.514 | 113353.6408 | 440942.7692 | 113353.2587 | 440939.2155 | 113352.6091 | 440934.248 | 113351.0806 | 440930.9484 | 113349.7404 | 440927.1655 | 113346.5123 | 440925.2992 | 113344.0912 | 440921.5163 | 113338.4924 | 440907.9952 | 113324.5685 | 440903.0774 | 113323.1567 | 440895.8708 | 113321.7983 | 440893.7012 | 113321.7983 | 440893.3958 | 113321.3322 | 440892.9137 | 113320.8822 | 440891.9012 | 113320.4804 | 440891.2101 | 113320.5286 | 440890.4708 | 113321.0911 | 440890.3101 | 113321.8144 | 440890.8565 | 113323.0358 | 440891.7342 | 113323.3833 | 440893.6208 | 113322.0394 | 440893.3155 | 113322.8269 | 440892.3037 | 113323.6965 | 440891.0794 | 113323.6111 | 440890.2252 | 113322.5861 | 440889.4565 | 113319.0556 | 440889.7982 | 113318.1445 | 440891.1079 | 113318.2869 | 440891.8996 | 113319.3761
332 | 451637.077 | 111217.9009 | 451638.8436 | 111219.4168 | 451638.5959 | 111231.1628 | 451638.5328 | 111232.0129 | 451642.4147 | 111241.276 | 451641.6898 | 111243.1652 | 451620.8584 | 111254.5202 | 451592.6383 | 111268.5681 | 451575.7523 | 111276.3581 | 451545.0801 | 111289.8212 | 451544.2386 | 111290.5202 | 451503.0981 | 111304.3279 | 451442.8586 | 111326.9048 | 451415.1461 | 111339.8829
333 | 451415.1461 | 111339.8829 | 451411.7083 | 111341.1582 | 451379.2397 | 111359.7086 | 451366.7613 | 111366.66 | 451356.733 | 111371.6172 | 451345.2769 | 111376.4395 | 451339.4823 | 111379.4166 | 451336.1596 | 111382.1544 | 451331.4548 | 111384.2012 | 451322.2843 | 111387.6567 | 451321.9801 | 111387.9573 | 451322.0085 | 111388.3701 | 451322.3359 | 111388.7828 | 451326.0634 | 111389.9051 | 451327.7926 | 111392.9382 | 451332.0548 | 111407.1099 | 451345.0548 | 111449.1879 | 451350.4158 | 111465.2003 | 451359.7459 | 111494.6556 | 451385.2977 | 111564.5357 | 451407.054 | 111625.5772 | 451413.0548 | 111643.0906 | 451422.8368 | 111672.9556 | 451434.6177 | 111711.1443 | 451437.8129 | 111724.096 | 451439.5392 | 111732.9664 | 451440.1996 | 111739.4937 | 451440.1742 | 111741.17 | 451436.6032 | 111752.9187
334 | 451436.6032 | 111752.9187 | 451439.9821 | 111741.0753 | 451439.9654 | 111739.3688 | 451439.3094 | 111733.0027 | 451437.5514 | 111724.1263 | 451434.3976 | 111711.9269 | 451422.4979 | 111672.6318 | 451410.7879 | 111637.2286 | 451405.9869 | 111623.2644 | 451383.5701 | 111560.9555 | 451359.6718 | 111495.7182 | 451347.0522 | 111456.5171 | 451339.2026 | 111431.5153 | 451327.6621 | 111393.1925 | 451325.8459 | 111390.0562 | 451321.291 | 111388.644 | 451318.8843 | 111388.107 | 451316.6764 | 111387.8882 | 451313.8122 | 111388.0075 | 451304.1046 | 111390.8226 | 451293.0529 | 111394.2182 | 451278.3613 | 111399.4634 | 451259.1344 | 111406.8421
335 | 451259.1344 | 111406.8421 | 451184.074 | 111438.1618 | 451152.5899 | 111451.05 | 451124.9556 | 111463.5198 | 451108.8871 | 111471.8888 | 451096.7555 | 111479.6234 | 451084.8903 | 111489.2368 | 451050.7667 | 111522.3211 | 451042.2112 | 111529.9012 | 451033.7402 | 111535.9269 | 451024.6579 | 111541.3414 | 451015.4883 | 111545.7952 | 451001.2536 | 111551.297 | 450981.0085 | 111557.643 | 450913.2228 | 111576.4461 | 450832.8805 | 111599.7998 | 450828.1199 | 111602.224 | 450827.9724 | 111602.4006 | 450828.0134 | 111602.6264 | 450833.431 | 111609.3885 | 450833.1528 | 111610.3354 | 450831.5865 | 111611.8333 | 450832.1222 | 111612.5738 | 450834.7177 | 111610.9648
336 | 450834.7177 | 111610.9648 | 450832.1569 | 111612.5918 | 450831.5243 | 111611.8427 | 450833.139 | 111610.3112 | 450833.4054 | 111609.4123 | 450827.962 | 111602.5706 | 450826.5354 | 111602.171 | 450824.0007 | 111602.7315 | 450817.664 | 111604.73 | 450775.2196 | 111621.5917 | 450772.5687 | 111623.6021 | 450770.9976 | 111623.868 | 450769.2815 | 111623.6263 | 450704.563 | 111650.5479 | 450687.0013 | 111659.3287 | 450659.0326 | 111670.2235 | 450648.751 | 111672.1181 | 450640.2147 | 111674.9636 | 450635.4417 | 111678.0844 | 450632.2291 | 111682.123 | 450628.5576 | 111690.0168 | 450625.804 | 111701.9493 | 450618.0116 | 111730.4318 | 450609.4367 | 111765.3066 | 450607.4982 | 111775.7264 | 450599.8651 | 111795.2332 | 450587.749 | 111814.3765 | 450572.006 | 111834.834
337 | 450572.006 | 111834.834 | 450558.244 | 111850.4454 | 450533.4694 | 111883.7841 | 450531.288 | 111896.1398 | 450528.8815 | 111923.6987 | 450529.6252 | 111927.1403 | 450531.6364 | 111932.087 | 450533.3116 | 111942.9806 | 450533.6962 | 111946.8572 | 450533.7967 | 111953.9409 | 450532.9891 | 111959.5963 | 450529.9558 | 111967.4129 | 450526.0319 | 111974.4746 | 450519.6653 | 111982.394 | 450509.8825 | 111992.1768 | 450501.9631 | 111998.6987 | 450486.7897 | 112009.2934 | 450459.4326 | 112025.9031 | 450437.8443 | 112039.0103
338 | 450437.8443 | 112039.0103 | 450241.7006 | 112162.698
339 | 450241.7006 | 112162.698 | 450160.6798 | 112214.6616 | 450153.2043 | 112218.0879 | 450109.2856 | 112245.8097 | 450074.0883 | 112263.2526 | 450036.0774 | 112279.6529 | 450004.3167 | 112291.9088 | 449964.9273 | 112303.5221 | 449954.4426 | 112305.1053 | 449953.6291 | 112305.4944 | 449953.2969 | 112306.435 | 449952.4414 | 112316.2223 | 449954.3977 | 112324.2316 | 449958.3423 | 112331.9373 | 449967.2446 | 112345.7299 | 449986.583 | 112380.706 | 449992.921 | 112391.2694 | 450003.248 | 112404.5647 | 450013.7629 | 112422.5901 | 450029.5817 | 112457.7624 | 450029.6337 | 112460.4424
340 | 450029.6337 | 112460.4424 | 450032.0471 | 112463.4462 | 450040.5742 | 112486.3456 | 450040.9352 | 112488.6804 | 450041.0207 | 112491.4164 | 450039.1398 | 112493.6393 | 450029.906 | 112498.5127 | 450013.405 | 112505.3525 | 449848.651 | 112567.6831 | 449846.16 | 112568.9051 | 449835.0919 | 112573.746 | 449833.9875 | 112573.829 | 449833.4402 | 112573.6171 | 449833.0871 | 112573.2993 | 449832.8223 | 112572.6991 | 449833.4579 | 112569.2739 | 449833.427 | 112568.9118 | 449831.4369 | 112561.5737 | 449828.4196 | 112554.0657 | 449826.6093 | 112550.7397 | 449824.2764 | 112550.421
341 | 448635.6876 | 114002.5235 | 448655.1911 | 114013.3133 | 448654.0599 | 114027.1626 | 448649.8685 | 114061.3696 | 448609.93 | 114190.7781 | 448588.178 | 114314.1878 | 448573.9189 | 114425.3238 | 448582.3847 | 114426.2839 | 448570.1063 | 114527.8583 | 448580.9042 | 114530.0893 | 448579.7441 | 114555.2547 | 448567.5183 | 114555.8793 | 448558.3431 | 114665.0467 | 448576.0579 | 114670.6666 | 448673.4278 | 114685.6935 | 448662.0659 | 114762.5388 | 448734.3535 | 114774.7882 | 448735.0403 | 114784.0728
342 | 448735.0403 | 114784.0728 | 448747.4474 | 114834.1651 | 448824.9343 | 114865.6733 | 448875.3474 | 114905.3503 | 448888.1841 | 114910.9517 | 448921.0957 | 114949.7502 | 448940.2505 | 114950.7816 | 448942.608 | 114973.0307 | 448936.5093 | 115004.3788 | 448939.0946 | 115035.0655 | 448968.32 | 115039.1121 | 448991.8127 | 115041.3602 | 448995.6422 | 115027.8648
343 | 449133.3011 | 114965.933 | 449108.1681 | 115000.8524 | 449080.3661 | 115030.8786 | 449059.2365 | 115049.7839 | 449025.8741 | 115044.8908 | 448992.5116 | 115040.6649 | 448995.6422 | 115027.8648
344 | 449797.3681 | 114657.5648 | 449801.0513 | 114661.7588 | 449799.0382 | 114670.2798 | 449793.7004 | 114687.6925 | 449754.157 | 114669.9554 | 449746.3318 | 114667.7644 | 449731.3074 | 114665.3646 | 449710.9619 | 114663.3822 | 449693.5004 | 114663.6553 | 449670.9166 | 114666.013 | 449669.7998 | 114667.3779 | 449656.8948 | 114669.2392 | 449627.7597 | 114674.912 | 449591.5917 | 114678.107 | 449520.7893 | 114668.2663 | 449514.3992 | 114666.3492 | 449508.8806 | 114663.6145 | 449443.0169 | 114656.4941 | 449421.5684 | 114656.397 | 449414.1145 | 114654.1412 | 449408.0162 | 114650.271 | 449386.0892 | 114628.344 | 449378.3261 | 114621.4137 | 449362.5755 | 114619.5914 | 449357.457 | 114620.1601 | 449322.54 | 114630.4388 | 449303.6525 | 114642.7451 | 449290.5436 | 114650.1824 | 449287.6971 | 114655.5912 | 449286.5788 | 114665.9028 | 449281.1745 | 114686.6039 | 449280.8877 | 114692.5243 | 449278.2844 | 114706.3973 | 449230.8208 | 114788.3577 | 449224.949 | 114802.5479 | 449210.2695 | 114848.0542 | 449201.4618 | 114868.1162 | 449186.0484 | 114895.0285 | 449159.3807 | 114930.0146 | 449133.3011 | 114965.933
345 | 439648.55 | 109542.34 | 439648.55 | 109541.92 | 439648.18 | 109541.94 | 439647.88 | 109542.19 | 439647.25 | 109542.88 | 439646.77 | 109543.7 | 439646.55 | 109544.7 | 439646.71 | 109545.49 | 439647.39 | 109546.26 | 439648.53 | 109546.84 | 439650.23 | 109547.27 | 439666.21 | 109546.97 | 439673.69 | 109546.63 | 439682.25 | 109545.97 | 439687.27 | 109545.65 | 439698.18 | 109544.71 | 439703.52 | 109544.39 | 439714.57 | 109542.82 | 439731.45 | 109539.76 | 439739.47 | 109538.07 | 439752.83 | 109535.63 | 439763.27 | 109533.64 | 439768.02 | 109532.41 | 439789.87 | 109527.66 | 439813.02 | 109522.56 | 439829.18 | 109520.52 | 439838.08 | 109521.46 | 439847.77 | 109527.71 | 439854.18 | 109535.76 | 439858.94 | 109543.57 | 439859.8 | 109550.45 | 439859.53 | 109554.65 | 439858.42 | 109557.93 | 439860.21 | 109605.1 | 439860.47 | 109606.52 | 439860.92 | 109606.87 | 439862.98 | 109607.08 | 439864.7 | 109608.04 | 439865.49 | 109609.36 | 439864.85 | 109610.87 | 439863.69 | 109611.65 | 439862.56 | 109611.56 | 439861.54 | 109610.95 | 439860.87 | 109608.85 | 439860.59 | 109607.27 | 439860.15 | 109606.88 | 439854.7 | 109606.92 | 439851.7 | 109607.66 | 439847.62 | 109609.43 | 439843.4 | 109611.78 | 439840.43 | 109614.04 | 439837.64 | 109617.94 | 439833.11 | 109641.19 | 439831.44 | 109653.1 | 439831.81 | 109657.44 | 439834.54 | 109661.72 | 439840.43 | 109665.81 | 439846.19 | 109670.65 | 439847.28 | 109672.64 | 439847.82 | 109673.84 | 439848.22 | 109674.17 | 439848.56 | 109674.26 | 439848.81 | 109674.13
346 | 441164.38 | 108431.09 | 441170.49 | 108422.68 | 441177.07 | 108410.08 | 441183.09 | 108394.01 | 441177.99 | 108364.41 | 441170.06 | 108309.12 | 441169.99 | 108301.33 | 441171.41 | 108295.24 | 441176.3 | 108284.55 | 441182.24 | 108274.71 | 441195.24 | 108262.51 | 441218.78 | 108252.26 | 441230.66 | 108247.19 | 441241.04 | 108238.91 | 441272.56 | 108178.14 | 441315.5 | 108132.01
347 | 441112.38 | 108506.81 | 441111.9 | 108495.65 | 441114.22 | 108481.19 | 441118.68 | 108469.42 | 441127.88 | 108457.96 | 441151.59 | 108440.7 | 441164.38 | 108431.09
348 | 441118.13 | 108558.93 | 441112.38 | 108506.81
349 | 441149.95 | 108644.36 | 441148.92 | 108638.04 | 441147.75 | 108636.21 | 441145.8 | 108635.39 | 441142.35 | 108634.97 | 441138.15 | 108635.37 | 441128.89 | 108631.22 | 441121.24 | 108614.99 | 441116.85 | 108585.96 | 441118.13 | 108558.93
350 | 441064.57 | 109053.76 | 441066.42 | 109029.87 | 441070.17 | 109014.92 | 441073.42 | 108998.48 | 441078.84 | 108981.68 | 441084.08 | 108966.14 | 441092.21 | 108945.37 | 441094.19 | 108933.09 | 441097.81 | 108917.19 | 441097.63 | 108907.07 | 441106.48 | 108886.12 | 441106.66 | 108878.17 | 441111.36 | 108869.32 | 441120.57 | 108857.03 | 441128.34 | 108847.82 | 441132.58 | 108841.86 | 441138.63 | 108832.28 | 441142.52 | 108822.8 | 441144.14 | 108813.31 | 441146.22 | 108802.84 | 441150.2 | 108790.64 | 441155.71 | 108777.73 | 441159.59 | 108773.6 | 441162.57 | 108772.29 | 441166.32 | 108771.3 | 441166.74 | 108770.55 | 441163.49 | 108759.54 | 441161.67 | 108756.59 | 441155.62 | 108753.18 | 441142.51 | 108750.7 | 441130.81 | 108750.12 | 441116.78 | 108750.6 | 441110.7 | 108747.2 | 441106.26 | 108742.36 | 441107.92 | 108722.41 | 441109.61 | 108713.26 | 441126.69 | 108690.54 | 441144.78 | 108673.29 | 441148.15 | 108668.51 | 441150.05 | 108662.87 | 441150.36 | 108657.82 | 441149.74 | 108652.38 | 441149.95 | 108644.36
351 | 440964.31 | 109530.09 | 440964.13 | 109530.53 | 440963.69 | 109530.67 | 440963.3 | 109530.38 | 440962.47 | 109528.84 | 440953.94 | 109514.28 | 440938.22 | 109494.74 | 440936.86 | 109488.04 | 440943.62 | 109451.37 | 440946.16 | 109442.71 | 440950.49 | 109433.85 | 440959.34 | 109422.83 | 440968.5 | 109409.82 | 440973.97 | 109398.62 | 440981.02 | 109381.82 | 440998.86 | 109349.97 | 441007.12 | 109338.64 | 441014.71 | 109326 | 441018.5 | 109314.08 | 441025.64 | 109301.88 | 441032.95 | 109293.3 | 441040.72 | 109278.67 | 441045.96 | 109264.58 | 441050.66 | 109250.31 | 441054.63 | 109220.14 | 441051.74 | 109207.31 | 441036.21 | 109173.35 | 441036.21 | 109160.52 | 441038.73 | 109146.61 | 441043.43 | 109129.09 | 441050.84 | 109109.94 | 441059.15 | 109094.41 | 441064.03 | 109079.41 | 441065.29 | 109066.59 | 441064.57 | 109053.76
352 | 440954.05 | 109671.33 | 440953.91 | 109654.86 | 440954.21 | 109632.73 | 440954.43 | 109614.01 | 440954.65 | 109603.09 | 440953.09 | 109595.67 | 440952.27 | 109591.73 | 440953.24 | 109584.38 | 440955.99 | 109578.36 | 440962.52 | 109568.48 | 440969.13 | 109558.09 | 440969.8 | 109552.89 | 440968.61 | 109544.12 | 440965.5 | 109534.62 | 440963.3 | 109530.38 | 440963.3 | 109529.53 | 440964.01 | 109529.68 | 440964.31 | 109530.09
353 | 441075.5593 | 109750.5553 | 440955.7209 | 109689.6835
354 | 440955.7209 | 109689.6835 | 440955.6536 | 109689.6494 | 440906.0903 | 109687.7144
355 | 440955.7209 | 109689.6835 | 440956.8444 | 109688.8694 | 440958.0746 | 109686.7165 | 440956.1414 | 109681.7078 | 440954.6475 | 109675.293 | 440954.1196 | 109671.7756
356 | 448356.73 | 116401.22 | 448356.88 | 116401.45 | 448358.03 | 116401.91 | 448358.78 | 116401.85 | 448359.23 | 116402.08 | 448359.66 | 116402.69 | 448359.81 | 116403.27 | 448360.27 | 116403.89 | 448362.02 | 116405.06 | 448364.3 | 116406.19 | 448368.45 | 116408.34 | 448369.42 | 116409.9 | 448371.65 | 116411.49 | 448375.75 | 116414.07 | 448382.46 | 116417.27 | 448389.45 | 116420.6 | 448396.24 | 116423.45 | 448402.52 | 116426.64 | 448430.21 | 116441.12 | 448434.7 | 116443.47 | 448440.49 | 116446.3 | 448445.41 | 116448.51 | 448451.89 | 116451.14 | 448458.09 | 116453.38 | 448464.45 | 116454.98 | 448470.22 | 116456.1 | 448476.23 | 116457.22 | 448481.22 | 116457.91 | 448487.06 | 116458.73 | 448492.34 | 116459.51 | 448497.76 | 116460.32 | 448504.7 | 116461.77 | 448511.03 | 116463.33 | 448516.93 | 116465.48 | 448522.7 | 116467.92 | 448529.85 | 116471.37 | 448537.13 | 116474.87 | 448544.06 | 116477.44 | 448549.47 | 116479.41 | 448554.67 | 116481.62 | 448560.65 | 116484.68 | 448565.48 | 116486.98 | 448569.07 | 116488.32 | 448577.42 | 116491.73 | 448579.78 | 116493.01 | 448581.88 | 116494.69 | 448584.99 | 116497.2 | 448589.6 | 116500.96 | 448594.97 | 116504.79 | 448600.63 | 116508.57 | 448605.24 | 116511.77 | 448610.79 | 116515.85 | 448616.73 | 116520.15 | 448625.32 | 116526.34 | 448632.73 | 116531.72 | 448644.14 | 116540.17 | 448656.08 | 116549.12 | 448667.25 | 116557.3 | 448676.62 | 116564.27 | 448686.44 | 116571.6 | 448697.07 | 116579.27 | 448707.82 | 116587.12 | 448718.54 | 116594.82 | 448731.11 | 116603.76 | 448745.88 | 116613.97 | 448756.63 | 116621.48 | 448764.77 | 116627.2 | 448771.78 | 116630.65 | 448778.31 | 116633.88 | 448782.77 | 116635.86 | 448784.66 | 116636.25
357 | 448784.66 | 116636.25 | 448788.69 | 116637.71 | 448806.66 | 116643.81 | 448817.94 | 116647.96 | 448822.05 | 116649.98 | 448826.5 | 116653.06 | 448834.51 | 116659.36 | 448856.32 | 116677.4 | 448864.2 | 116683.56 | 448877.27 | 116693.15 | 448911.69 | 116713.55 | 448917.63 | 116716.15 | 448925.2 | 116718.16 | 448927.62 | 116718.99 | 448928.39 | 116719.4 | 448929.04 | 116719.67 | 448936.95 | 116721.12 | 448939.26 | 116720.26 | 448940.32 | 116720.02 | 448941.43 | 116719.89 | 448943.05 | 116720.21 | 448944.61 | 116720.68 | 448950.53 | 116723.78 | 448955.11 | 116725.28 | 448968.24 | 116727.65 | 448972.59 | 116728.67 | 448976.33 | 116729.53 | 448977.67 | 116729.84 | 448978.2 | 116729.55 | 448978.5 | 116729.15 | 448978.61 | 116728.69 | 448978.46 | 116728.27 | 448977.63 | 116727.24 | 448977.34 | 116726.48 | 448977.56 | 116725.86 | 448978.02 | 116725.38 | 448978.71 | 116725.07 | 448979.78 | 116725.55 | 448979.95 | 116726.46 | 448980.17 | 116726.55
358 | 448753.66 | 116889.3 | 448754.91 | 116886.79 | 448757.04 | 116868.31 | 448757.22 | 116859.8 | 448757.22 | 116859.8 | 448757.25 | 116855.07 | 448756.28 | 116836.24 | 448752.4 | 116799.17 | 448752.29 | 116791.7 | 448753.82 | 116749.17 | 448754.13 | 116748.28 | 448758.62 | 116744.24 | 448758.82 | 116743.53 | 448758.8 | 116741.62 | 448758.03 | 116734.69 | 448758.09 | 116723.93 | 448759.1 | 116712.65 | 448760.13 | 116708.56 | 448760.1 | 116707.77 | 448756.88 | 116701.89 | 448756.75 | 116700.97 | 448759.57 | 116689.56 | 448763.73 | 116676.5 | 448770.37 | 116659.19 | 448775.08 | 116644.99 | 448775.61 | 116644.22 | 448780.77 | 116639.29 | 448783.22 | 116637.23 | 448783.79 | 116636.74 | 448784.53 | 116636.63 | 448785.33 | 116636.78 | 448806.59 | 116644 | 448817.86 | 116648.14 | 448821.95 | 116650.15 | 448826.38 | 116653.22 | 448834.38 | 116659.52 | 448856.19 | 116677.56 | 448864.08 | 116683.72 | 448877.16 | 116693.32 | 448911.6 | 116713.73 | 448917.56 | 116716.34 | 448925.14 | 116718.35 | 448927.54 | 116719.17 | 448928.3 | 116719.58 | 448928.98 | 116719.87 | 448936.97 | 116721.33 | 448939.32 | 116720.45 | 448940.35 | 116720.21 | 448941.42 | 116720.09 | 448943 | 116720.4 | 448944.53 | 116720.87 | 448950.45 | 116723.96 | 448955.06 | 116725.47 | 448968.2 | 116727.85 | 448972.54 | 116728.86 | 448976.28 | 116729.72 | 448977.7 | 116730.05 | 448978.33 | 116729.71 | 448978.69 | 116729.24 | 448978.82 | 116728.68 | 448978.64 | 116728.17 | 448977.81 | 116727.14 | 448977.56 | 116726.5 | 448977.75 | 116725.95 | 448978.16 | 116725.54 | 448978.71 | 116725.29 | 448979.7 | 116725.73 | 448979.84 | 116726.57 | 448980.32 | 116726.75 | 448980.32 | 116726.55
359 | 448650.19 | 117053.2 | 448650.52 | 117050.91 | 448650.82 | 117047.27 | 448653.02 | 117039.86 | 448653.97 | 117037.43 | 448655.15 | 117035.23 | 448657.14 | 117034.5 | 448657.27 | 117034.02 | 448654.01 | 117035.03 | 448648.66 | 117035.53 | 448643.89 | 117033.41 | 448639.33 | 117030.36 | 448634.99 | 117026.97 | 448632.06 | 117022.1 | 448629.62 | 117016.2 | 448629.13 | 117014.24 | 448628.96 | 117012.25 | 448629.39 | 117009.8 | 448635.55 | 116991.04 | 448635.96 | 116990.43 | 448636.6 | 116990.04 | 448638.98 | 116990.55 | 448653.5 | 116993.99 | 448655.27 | 116994.03 | 448656.94 | 116993.74 | 448658.13 | 116993.21 | 448659.13 | 116992.37 | 448660.13 | 116991.18 | 448660.9 | 116989.86 | 448664.7 | 116977.55 | 448668.43 | 116963.82 | 448671.99 | 116949.64 | 448672.79 | 116944.44 | 448675.35 | 116933.65 | 448681.36 | 116912.98 | 448683.95 | 116904.13 | 448684.89 | 116902.28 | 448685.75 | 116902.37 | 448700.1 | 116906.8 | 448716.41 | 116912.1 | 448726 | 116915.17 | 448738.81 | 116919.26 | 448748.27 | 116921.82 | 448748.99 | 116919.63 | 448751.94 | 116904.59 | 448753.89 | 116892.44 | 448753.66 | 116889.3
360 | 449820.4578 | 114790.2171 | 449824.3962 | 114788.508 | 449912.6909 | 114825.4266 | 449890.4882 | 114877.5773 | 449886.3574 | 114878.61
361 | 446952.11 | 117067.98 | 446957.59 | 117069.55 | 446964.3 | 117067.14 | 446966.53 | 117067.06 | 446969.15 | 117064.47 | 446970.84 | 117063.01 | 446977.26 | 117056.8 | 446979.66 | 117054.61 | 446989.04 | 117046.48 | 446997.29 | 117041.44 | 447006.72 | 117038.85 | 447009.24 | 117035.81 | 447017.7 | 117030.8 | 447021.28 | 117029.16 | 447038.05 | 117018.48 | 447048.57 | 117013.29 | 447051.64 | 117015.37 | 447053.31 | 117016.5 | 447058.22 | 117018.54 | 447060.83 | 117019.04 | 447067.49 | 117018.11 | 447072.71 | 117017.89 | 447076.49 | 117018.71 | 447081.04 | 117017.28 | 447105.3 | 117014.78 | 447118.28 | 117014.31 | 447125 | 117012.35 | 447129.48 | 117010.16 | 447142.39 | 117007.24 | 447161.84 | 117000.41 | 447174.18 | 116995.87 | 447177.46 | 116997.06 | 447188.64 | 117005.2 | 447191.24 | 117004.83 | 447194.38 | 117006.49 | 447199.9 | 117010.74 | 447204.98 | 117016.1 | 447212.1 | 117020.82 | 447219.32 | 117027.7 | 447224.1 | 117036.51 | 447230.87 | 117052.5 | 447239.62 | 117062.74 | 447244.09 | 117071.21 | 447252.11 | 117083.57 | 447255.47 | 117096.34 | 447255.9 | 117097.45 | 447259.78 | 117101.26 | 447262.14 | 117106.65 | 447264.76 | 117109.92 | 447265.53 | 117111.93 | 447264.81 | 117126.11 | 447273.52 | 117148.07 | 447274.38 | 117152.8 | 447281.26 | 117167.24 | 447286.06 | 117173.17 | 447289.35 | 117176.24 | 447291.14 | 117190.38 | 447292.23 | 117196.82 | 447295.34 | 117201.52 | 447307.98 | 117211.49 | 447312.29 | 117217.27 | 447325.99 | 117225.33 | 447330.94 | 117232.14 | 447335.11 | 117235.25 | 447339.61 | 117241.1 | 447344.49 | 117248.12 | 447351.55 | 117254.02 | 447366.31 | 117273.62 | 447375.44 | 117283.17 | 447379.8 | 117289.4 | 447380.05 | 117292.42 | 447384.84 | 117293.93 | 447388.89 | 117293.92 | 447392.78 | 117293.44 | 447399.2 | 117297.41 | 447407.24 | 117297.4 | 447426.09 | 117300.48 | 447430.29 | 117301.33 | 447437.8 | 117301.25 | 447446.13 | 117302.35 | 447449.41 | 117303.06 | 447467 | 117299.6 | 447477.83 | 117301.71 | 447489.42 | 117301.34 | 447492.37 | 117302.01 | 447493.47 | 117302.56 | 447494.77 | 117304.87 | 447496.73 | 117307.19 | 447497.12 | 117309.34 | 447499.28 | 117311.98 | 447500.7 | 117313.46 | 447512.89 | 117314.99 | 447526.23 | 117321.77 | 447529.24 | 117321.79 | 447529.2 | 117322.63 | 447529.41 | 117323.88 | 447528.79 | 117323.88 | 447528.79 | 117324.93 | 447528.94 | 117324.93
362 | 446534.9016 | 112821.7997 | 446129.1151 | 112618.1369 | 445831.4594 | 112393.3763
363 | 445831.4594 | 112393.3763 | 445653.2637 | 112569.3875
364 | 445831.4594 | 112393.3763 | 445735.6164 | 112264.2675
365 | 448610.6519 | 116372.8365 | 448377.0978 | 116401.1556
366 | 448356.4132 | 116401.8415 | 448358.7608 | 116401.5193 | 448359.9961 | 116401.8601 | 448360.9545 | 116401.3489 | 448361.7 | 116401.2424 | 448362.4241 | 116401.4128 | 448368.984 | 116405.779 | 448372.8177 | 116407.8236 | 448373.5206 | 116409.3784
367 | 448373.5206 | 116409.3784 | 448374.3512 | 116409.4636 | 448374.5642 | 116409.4636 | 448374.9902 | 116408.8885 | 448378.334 | 116401.711 | 448378.0997 | 116401.4554 | 448377.0978 | 116401.1556
368 | 448373.5206 | 116409.3784 | 448374.3512 | 116409.4636 | 448374.5642 | 116409.4636 | 448374.9902 | 116408.8885 | 448378.334 | 116401.711 | 448378.0997 | 116401.4554 | 448377.0978 | 116401.1556
369 | 448373.5206 | 116409.3784 | 448374.3512 | 116409.4636 | 448374.5642 | 116409.4636 | 448374.9902 | 116408.8885 | 448378.334 | 116401.711 | 448378.0997 | 116401.4554 | 448377.0978 | 116401.1556
370 | 448373.5206 | 116409.3784 | 448374.3512 | 116409.4636 | 448374.5642 | 116409.4636 | 448374.9902 | 116408.8885 | 448378.334 | 116401.711 | 448378.0997 | 116401.4554 | 448377.0978 | 116401.1556
371 | 448373.5206 | 116409.3784 | 448374.3512 | 116409.4636 | 448374.5642 | 116409.4636 | 448374.9902 | 116408.8885 | 448378.334 | 116401.711 | 448378.0997 | 116401.4554 | 448377.0978 | 116401.1556
372 | 448373.5206 | 116409.3784 | 448374.3512 | 116409.4636 | 448374.5642 | 116409.4636 | 448374.9902 | 116408.8885 | 448378.334 | 116401.711 | 448378.0997 | 116401.4554 | 448377.0978 | 116401.1556
373 | 448373.5206 | 116409.3784 | 448374.3512 | 116409.4636 | 448374.5642 | 116409.4636 | 448374.9902 | 116408.8885 | 448378.334 | 116401.711 | 448378.0997 | 116401.4554 | 448377.0978 | 116401.1556
374 | 448373.5206 | 116409.3784 | 448374.3512 | 116409.4636 | 448374.5642 | 116409.4636 | 448374.9902 | 116408.8885 | 448378.334 | 116401.711 | 448378.0997 | 116401.4554 | 448377.0978 | 116401.1556
375 | 448373.5206 | 116409.3784 | 448374.3512 | 116409.4636 | 448374.5642 | 116409.4636 | 448374.9902 | 116408.8885 | 448378.334 | 116401.711 | 448378.0997 | 116401.4554 | 448377.0978 | 116401.1556
376 | 448373.5206 | 116409.3784 | 448374.3512 | 116409.4636 | 448374.5642 | 116409.4636 | 448374.9902 | 116408.8885 | 448378.334 | 116401.711 | 448378.0997 | 116401.4554 | 448377.0978 | 116401.1556

## bus_geodata
| x | y | coords
0 | 446884.2039 | 113045.5473
1 | 447972.3875 | 113542.5811
2 | 447044.3794 | 113804.3699
3 | 446887.4051 | 113017.3185
4 | 445703.816 | 112186.3259
5 | 445079.1737 | 111774.9103
6 | 444562.9567 | 111213.8981
7 | 444254.0965 | 110936.9226
8 | 447158.1872 | 112647.8113
9 | 447217.9279 | 110773.9127
10 | 446983.6482 | 109592.7635
11 | 445135.4613 | 108176.3965
12 | 449223.9419 | 109512.286
13 | 443505.0903 | 112979.3691
14 | 442842.6905 | 113884.8973
15 | 439602.3475 | 110519.0589
16 | 444839.9348 | 110427.7852
17 | 439454.8094 | 111313.381
18 | 447180.8461 | 110789.379
19 | 445893.1227 | 111665.982
20 | 445968.2032 | 111583.0022
21 | 445783.2822 | 110208.1446
22 | 444356.6731 | 111251.6603
23 | 444307.4615 | 111191.9275
24 | 444288.5565 | 110827.4535
25 | 440891.8996 | 113319.3761
26 | 442597.6435 | 110608.8804
27 | 442079.1218 | 110264.4525
28 | 448695.176 | 114215.9268
29 | 448883.662 | 114188.0543
30 | 448312.7396 | 114237.1214
31 | 448498.827 | 115148.5029
32 | 446548.4424 | 116412.4628
33 | 453031.7765 | 112088.0837
34 | 450311.319 | 113542.4631
35 | 449088.2579 | 114597.1366
36 | 448389.6268 | 116184.7286
37 | 446663.1893 | 114533.356
38 | 446663.1893 | 114533.356
39 | 451544.9427 | 112508.7331
40 | 446719.9611 | 114221.6708
41 | 447330.5739 | 114013.8216
42 | 446996.9493 | 114109.1444
43 | 446218.727 | 114908.6398
44 | 451617.2798 | 112928.1751
45 | 450700.8791 | 113356.8015
46 | 445782.9096 | 114602.5042
47 | 445697.9475 | 114411.8115
48 | 449286.9187 | 114296.9726
49 | 447069.1818 | 115714.7441
50 | 449488.9968 | 113630.1475
51 | 445629.9778 | 114598.7281
52 | 448356.4132 | 116401.8415
53 | 444886.3098 | 114724.6939
54 | 446987.4553 | 117377.2221
55 | 452186.9089 | 112705.8722
56 | 451216.2023 | 112741.8189
57 | 448179.7726 | 114769.8215
58 | 448980.5934 | 116726.4924
59 | 446097 | 116109
60 | 451794.1444 | 111165.3891
61 | 449448.8048 | 114786.5658
62 | 447834.988 | 114533.9463
63 | 451898.4061 | 112652.926
64 | 447529.5447 | 117324.6237
65 | 447798.5212 | 113818.8724
66 | 449555.1733 | 114189.9315
67 | 448382.1173 | 115766.7647
68 | 451515.2411 | 110131.5619
69 | 448058.9264 | 115882.5661
70 | 446016.4692 | 114421.4411
71 | 446294.9234 | 114255.8943
72 | 446394.1634 | 114424.0689
73 | 446101.5944 | 113986.346
74 | 446422.5941 | 113964.087
75 | 446413.4535 | 114005.1672
76 | 446600.5444 | 113961.1427
77 | 446946.3257 | 113970.4833
78 | 447368.254 | 114325.1946
79 | 446905.688 | 113574.7161
80 | 448679.6111 | 114826.4544
81 | 448366.8217 | 114427.6489
82 | 446138.2426 | 114636.8932
83 | 448515.142 | 114423.3619
84 | 448573.6675 | 114671.8033
85 | 448964.4853 | 114904.6179
86 | 449134.9457 | 114781.1837
87 | 449697.9038 | 114290.7145
88 | 449146.2801 | 114509.6775
89 | 449503.6999 | 114358.5168
90 | 447045.7625 | 113757.3994
91 | 453186.5267 | 111667.4463
92 | 446437.6833 | 114240.2068
93 | 449612.3727 | 114627.6414
94 | 449914.4991 | 114718.3685
95 | 439044.4597 | 109383.3783
96 | 443529.5814 | 109244.0164
97 | 441315.6632 | 108131.8357
98 | 440199.6579 | 119060.6108
99 | 441378.1684 | 109905.3302
100 | 440195.7475 | 109633.7355
101 | 446217.311 | 114872.0717
102 | 446478.629 | 114740.5551
103 | 446564.5489 | 114797.7976
104 | 446783.1349 | 115295.9808
105 | 446057.0111 | 114950.4814
106 | 446326.676 | 115751.7848
107 | 446587.1858 | 116447.6958
108 | 448610.6519 | 116372.8365
109 | 448596.4166 | 116198.5957
110 | 448527.2067 | 115457.8136
111 | 446093.315 | 114144.1442
112 | 447502.0578 | 108715.7079
113 | 439621.6671 | 110428.9064
114 | 441075.5593 | 109750.5553
115 | 448635.6876 | 114002.5235
116 | 448635.6876 | 114002.5235
117 | 448635.6876 | 114002.5235
118 | 448635.6876 | 114002.5235
119 | 448635.6876 | 114002.5235
120 | 448635.6876 | 114002.5235
121 | 448635.6876 | 114002.5235
122 | 447507.9523 | 113583.3468
123 | 446539.2531 | 112870.6711
124 | 447699.2411 | 113712.9241
125 | 442841.3434 | 110879.7477
126 | 447399.6925 | 112012.1209
127 | 447318.2907 | 108047.4836
128 | 444596.183 | 113167.1997
129 | 438903.5021 | 110631.4073
130 | 439848.8326 | 109674.1359
131 | 446534.9016 | 112821.7997
132 | 445597.8692 | 112153.6833
133 | 444665.2119 | 113025.0677
134 | 443511.2226 | 113001.6946
135 | 444761.5055 | 110508.392
136 | 443206.0369 | 111856.2394
137 | 442244.6663 | 112609.5361
138 | 448739.3656 | 114144.6367
139 | 451436.6032 | 111752.9187
140 | 445930.913 | 114640.7863
141 | 452156.5571 | 111087.1241
142 | 451825.2968 | 112630.1564
143 | 447358.5641 | 113816.5257
144 | 446712.5124 | 113909.3782
145 | 447189.3582 | 113388.2459
146 | 448772.0099 | 114555.3241
147 | 448790.4279 | 114625.4572
148 | 448904.2251 | 114902.6474
149 | 448904.2251 | 114902.6474
150 | 448904.2251 | 114902.6474
151 | 449509.1636 | 114597.5575
152 | 449173.9156 | 114395.1495
153 | 448408.9975 | 114617.4078
154 | 440397.3074 | 108314.5649
155 | 439693.2179 | 111367.6301
156 | 441358.8934 | 109936.875
157 | 450759.3659 | 114581.2649
158 | 440906.0903 | 109687.7144
159 | 446535.6519 | 114712.1476
160 | 446144.4343 | 115210.4507
161 | 446376.7097 | 115898.3559
162 | 446951.5198 | 117068.182
163 | 448559.7784 | 115810.6371
164 | 448190.3653 | 113599.0744
165 | 448050.6286 | 114612.7203
166 | 442803.4218 | 112361.8755
167 | 445653.2637 | 112569.3875
168 | 448300.848 | 115477.9195
169 | 440801.804 | 109950.0938
170 | 440691.375 | 109960.72
171 | 440309.7306 | 109522.7839
172 | 440452.8082 | 109317.8693
173 | 440780.9454 | 110941.0714
174 | 440721.5159 | 110228.1005
175 | 446583.1597 | 114689.0137
176 | 447114.1256 | 112628.6173
177 | 444162.1992 | 113080.123
178 | 443744.1154 | 113029.9376
179 | 451713.3487 | 112433.0259
180 | 451713.3487 | 112433.0259
181 | 448168.7705 | 113946.4099
182 | 448168.7705 | 113946.4099
183 | 448548.9253 | 114031.2489
184 | 445736.8225 | 114155.4546
185 | 442007.1072 | 110313.3004
186 | 448767.1299 | 114552.7836
187 | 446506.9581 | 110617.2243
188 | 445801.7622 | 109234.2321
189 | 447111.1991 | 110472.6893
190 | 449824.2764 | 112550.421
191 | 449735.3338 | 112407.422
192 | 449241.2507 | 114283.411
193 | 447975.7109 | 114947.2057
194 | 447932.7899 | 114599.3393
195 | 452474.959 | 114677.4228
196 | 449677.4584 | 114173.0505
197 | 449647.6379 | 114380.1755
198 | 449559.4428 | 114521.068
199 | 444864.4022 | 111823.1199
200 | 447011.6198 | 110171.9166
201 | 448028.6624 | 114352.6947
202 | 443477.1942 | 115438.3502
203 | 449205.6747 | 114542.9155
204 | 449405.3936 | 113943.5528
205 | 447580.6908 | 114100.2108
206 | 447577.7139 | 114099.8028
207 | 449029.9437 | 114788.4234
208 | 451637.077 | 111217.9009
209 | 447874.6923 | 114801.2533
210 | 450037.7891 | 114644.9106
211 | 450198.8245 | 114724.8695
212 | 450154.6349 | 114838.3639
213 | 449908.3111 | 114686.9254
214 | 446056.2425 | 111120.255
215 | 447841.7908 | 114621.55
216 | 447813.9787 | 114629.3875
217 | 447815.8563 | 114628.7081
218 | 451771.1678 | 112812.9695
219 | 451837.4482 | 112788.727
220 | 445021.1953 | 111882.8949
221 | 445383.7712 | 112055.2361
222 | 452475.5586 | 114672.3167
223 | 450795.1455 | 113609.218
224 | 445735.6164 | 112264.2675
225 | 440789.8833 | 118455.2331
226 | 444653.9624 | 111598.9617
227 | 446953.085 | 115090.0798
228 | 445409.2375 | 112648.1156
229 | 445513.9772 | 115047.4584
230 | 446995.9919 | 114067.8263
231 | 447227.8353 | 114031.7687
232 | 449312.0749 | 112655.4268
233 | 448218.2151 | 113302.153
234 | 447726.7896 | 114135.1405
235 | 445781.7413 | 114601.1195
236 | 447754.4932 | 113347.5275
237 | 447985.1311 | 113575.751
238 | 447984.1275 | 113575.7579
239 | 447984.1345 | 113574.7544
240 | 447810.9529 | 113387.0504
241 | 448279.8494 | 113905.4388
242 | 448280.1966 | 113906.1621
243 | 448280.9034 | 113905.8315
244 | 450480.6636 | 113785.5194
245 | 449248.1772 | 114200.4965
246 | 449196.1759 | 114366.9642
247 | 449565.9448 | 114138.3764
248 | 449761.5345 | 114390.3688
249 | 449872.7685 | 114472.8847
250 | 450717.1905 | 113996.6764
251 | 451592.2094 | 114356.0072
252 | 449566.193 | 114138.3321
253 | 449762.0136 | 114390.0089
254 | 447269.1333 | 112201.4355
255 | 447368.6482 | 112237.6023
256 | 447399.3221 | 112018.1004
257 | 446735.9575 | 113481.8745
258 | 447193.769 | 110849.1923
259 | 447271.5633 | 111111.197
260 | 447351.0833 | 111535.2197
261 | 443235.5408 | 111863.1021
262 | 443041.7375 | 112248.0927
263 | 442639.8304 | 112456.4369
264 | 441318.7385 | 113199.6705
265 | 449820.4578 | 114790.2171
266 | 449830.9407 | 114633.7199
267 | 449831.8902 | 114632.8145
268 | 451371.1675 | 112598.3321
269 | 451278.8059 | 112679.6666
270 | 450964.6793 | 112959.7189
271 | 447913.3916 | 113512.4763
272 | 447759.4531 | 113353.1036
273 | 447186.8362 | 112888.2414
274 | 445118.5829 | 111978.7077
275 | 448280.7412 | 113904.6
276 | 447985.416 | 113574.5398
277 | 447760.2721 | 113353.6468
278 | 447187.833 | 112889.6985
279 | 446741.6646 | 112596.8949
280 | 446658.1012 | 112549.5402
281 | 446068.4178 | 112427.7405
282 | 439920.0388 | 109548.8846
283 | 439477.4495 | 109528.9676
284 | 443988.5063 | 111349.1134
285 | 443556.8446 | 111586.6357
286 | 449894.0601 | 114608.688
287 | 450047.4499 | 114540.1112
288 | 450746.0713 | 114221.9149
289 | 450682.0914 | 114064.0595
290 | 451000.8585 | 113430.2586
291 | 451313.1702 | 113108.3306
292 | 446980.2067 | 109715.0802
293 | 447058.4601 | 109121.3108
294 | 447293.6739 | 108722.2456
295 | 447401.6839 | 108311.6611
296 | 447402.3583 | 108311.5255
297 | 439794.0117 | 109878.8017
298 | 439750.4526 | 110196.1585
299 | 439603.7236 | 110524.2388
300 | 439511.3489 | 110787.0098
301 | 439510.5944 | 110885.5542
302 | 441985.0569 | 112744.4046
303 | 441576.3202 | 112791.4297
304 | 441559.211 | 112816.573
305 | 447913.5099 | 113512.3208
306 | 447701.8926 | 113359.071
307 | 447703.326 | 113359.7358
308 | 447283.9564 | 113378.7959
309 | 449797.3681 | 114657.5648
310 | 449797.3681 | 114657.5648
311 | 449854.3325 | 114486.4978
312 | 449854.2018 | 114486.3618
313 | 449854.0501 | 114486.2023
314 | 449859.0624 | 114482.493
315 | 449793.0522 | 114684.2995
316 | 449830.8183 | 114643.8996
317 | 450157.2802 | 114836.3115
318 | 449908.6526 | 114733.2335
319 | 439645.5712 | 109541.7362
320 | 439649.4062 | 109546.9178
321 | 439649.0196 | 109546.8869
322 | 440389.0367 | 109606.4432
323 | 439870.8794 | 109527.9838
324 | 444264.7748 | 111199.8745
325 | 444265.6729 | 111198.0335
326 | 444222.3521 | 111015.6252
327 | 444201.2417 | 110837.6879
328 | 443802.1093 | 110828.949
329 | 443735.3551 | 110829.2555
330 | 443655.7922 | 110833.5309
331 | 443232.6223 | 110994.9671
332 | 444574.0606 | 110233.0498
333 | 444391.1868 | 109778.7537
334 | 444228.7111 | 109732.6954
335 | 443845.5386 | 109485.8206
336 | 441073.4801 | 113425.9865
337 | 451415.1461 | 111339.8829
338 | 451259.1344 | 111406.8421
339 | 450834.7177 | 111610.9648
340 | 450572.006 | 111834.834
341 | 450437.8443 | 112039.0103
342 | 450241.7006 | 112162.698
343 | 450029.6337 | 112460.4424
344 | 448995.6422 | 115027.8648
345 | 448735.0403 | 114784.0728
346 | 449133.3011 | 114965.933
347 | 441164.7602 | 108430.8481
348 | 441112.1698 | 108507.1434
349 | 441118.1692 | 108559.024
350 | 441149.976 | 108644.4393
351 | 441066.1673 | 109052.9393
352 | 440963.9225 | 109533.2904
353 | 440954.1196 | 109671.7756
354 | 440955.7209 | 109689.6835
355 | 448784.6541 | 116636.2571
356 | 448753.5981 | 116889.3265
357 | 448650.1204 | 117053.2956
358 | 449886.3574 | 114878.61
359 | 445831.4594 | 112393.3763
360 | 448377.0978 | 116401.1556
361 | 448373.5206 | 116409.3784

## line_std_types
| alpha | c_nf_per_km | max_i_ka | q_mm2 | r_ohm_per_km | type | x_ohm_per_km
NAYY 4x50 SE | 0.00403 | 210 | 0.142 | 50 | 0.642 | cs | 0.083
NAYY 4x120 SE | 0.00403 | 264 | 0.242 | 120 | 0.225 | cs | 0.08
NAYY 4x150 SE | 0.00403 | 261 | 0.27 | 150 | 0.208 | cs | 0.08
NA2XS2Y 1x95 RM/25 12/20 kV | 0.00403 | 216 | 0.252 | 95 | 0.313 | cs | 0.132
NA2XS2Y 1x185 RM/25 12/20 kV | 0.00403 | 273 | 0.362 | 185 | 0.161 | cs | 0.117
NA2XS2Y 1x240 RM/25 12/20 kV | 0.00403 | 304 | 0.421 | 240 | 0.122 | cs | 0.112
NA2XS2Y 1x95 RM/25 6/10 kV | 0.00403 | 315 | 0.249 | 95 | 0.313 | cs | 0.123
NA2XS2Y 1x185 RM/25 6/10 kV | 0.00403 | 406 | 0.358 | 185 | 0.161 | cs | 0.11
NA2XS2Y 1x240 RM/25 6/10 kV | 0.00403 | 456 | 0.416 | 240 | 0.122 | cs | 0.105
NA2XS2Y 1x150 RM/25 12/20 kV | 0.00403 | 250 | 0.319 | 150 | 0.206 | cs | 0.116
NA2XS2Y 1x120 RM/25 12/20 kV | 0.00403 | 230 | 0.283 | 120 | 0.253 | cs | 0.119
NA2XS2Y 1x70 RM/25 12/20 kV | 0.00403 | 190 | 0.22 | 70 | 0.443 | cs | 0.132
NA2XS2Y 1x150 RM/25 6/10 kV | 0.00403 | 360 | 0.315 | 150 | 0.206 | cs | 0.11
NA2XS2Y 1x120 RM/25 6/10 kV | 0.00403 | 340 | 0.28 | 120 | 0.253 | cs | 0.113
NA2XS2Y 1x70 RM/25 6/10 kV | 0.00403 | 280 | 0.217 | 70 | 0.443 | cs | 0.123
N2XS(FL)2Y 1x120 RM/35 64/110 kV | 0.00393 | 112 | 0.366 | 120 | 0.153 | cs | 0.166
N2XS(FL)2Y 1x185 RM/35 64/110 kV | 0.00393 | 125 | 0.457 | 185 | 0.099 | cs | 0.156
N2XS(FL)2Y 1x240 RM/35 64/110 kV | 0.00393 | 135 | 0.526 | 240 | 0.075 | cs | 0.149
N2XS(FL)2Y 1x300 RM/35 64/110 kV | 0.00393 | 144 | 0.588 | 300 | 0.06 | cs | 0.144
15-AL1/3-ST1A 0.4 | 0.00403 | 11 | 0.105 | 16 | 1.8769 | ol | 0.35
24-AL1/4-ST1A 0.4 | 0.00403 | 11.25 | 0.14 | 24 | 1.2012 | ol | 0.335
48-AL1/8-ST1A 0.4 | 0.00403 | 12.2 | 0.21 | 48 | 0.5939 | ol | 0.3
94-AL1/15-ST1A 0.4 | 0.00403 | 13.2 | 0.35 | 94 | 0.306 | ol | 0.29
34-AL1/6-ST1A 10.0 | 0.00403 | 9.7 | 0.17 | 34 | 0.8342 | ol | 0.36
48-AL1/8-ST1A 10.0 | 0.00403 | 10.1 | 0.21 | 48 | 0.5939 | ol | 0.35
70-AL1/11-ST1A 10.0 | 0.00403 | 10.4 | 0.29 | 70 | 0.4132 | ol | 0.339
94-AL1/15-ST1A 10.0 | 0.00403 | 10.75 | 0.35 | 94 | 0.306 | ol | 0.33
122-AL1/20-ST1A 10.0 | 0.00403 | 11.1 | 0.41 | 122 | 0.2376 | ol | 0.323
149-AL1/24-ST1A 10.0 | 0.00403 | 11.25 | 0.47 | 149 | 0.194 | ol | 0.315
34-AL1/6-ST1A 20.0 | 0.00403 | 9.15 | 0.17 | 34 | 0.8342 | ol | 0.382
48-AL1/8-ST1A 20.0 | 0.00403 | 9.5 | 0.21 | 48 | 0.5939 | ol | 0.372
70-AL1/11-ST1A 20.0 | 0.00403 | 9.7 | 0.29 | 70 | 0.4132 | ol | 0.36
94-AL1/15-ST1A 20.0 | 0.00403 | 10 | 0.35 | 94 | 0.306 | ol | 0.35
122-AL1/20-ST1A 20.0 | 0.00403 | 10.3 | 0.41 | 122 | 0.2376 | ol | 0.344
149-AL1/24-ST1A 20.0 | 0.00403 | 10.5 | 0.47 | 149 | 0.194 | ol | 0.337
184-AL1/30-ST1A 20.0 | 0.00403 | 10.75 | 0.535 | 184 | 0.1571 | ol | 0.33
243-AL1/39-ST1A 20.0 | 0.00403 | 11 | 0.645 | 243 | 0.1188 | ol | 0.32
149-AL1/24-ST1A 110.0 | 0.00403 | 8.75 | 0.47 | 149 | 0.194 | ol | 0.41
184-AL1/30-ST1A 110.0 | 0.00403 | 8.8 | 0.535 | 184 | 0.1571 | ol | 0.4
243-AL1/39-ST1A 110.0 | 0.00403 | 9 | 0.645 | 243 | 0.1188 | ol | 0.39
305-AL1/39-ST1A 110.0 | 0.00403 | 9.2 | 0.74 | 305 | 0.0949 | ol | 0.38
490-AL1/64-ST1A 220.0 | 0.00403 | 10 | 0.96 | 490 | 0.059 | ol | 0.285
490-AL1/64-ST1A 380.0 | 0.00403 | 11 | 0.96 | 490 | 0.059 | ol | 0.253

## trafo_std_types
| i0_percent | pfe_kw | shift_degree | sn_mva | tap_max | tap_min | tap_neutral | tap_phase_shifter | tap_side | tap_step_degree | tap_step_percent | vector_group | vk_percent | vkr_percent | vn_hv_kv | vn_lv_kv
160 MVA 380/110 kV | 0.06 | 60 | 0 | 160 | 9 | -9 | 0 | FALSE | hv | 0 | 1.5 | Yy0 | 12.2 | 0.25 | 380 | 110
100 MVA 220/110 kV | 0.06 | 55 | 0 | 100 | 9 | -9 | 0 | FALSE | hv | 0 | 1.5 | Yy0 | 12 | 0.26 | 220 | 110
63 MVA 110/20 kV | 0.04 | 22 | 150 | 63 | 9 | -9 | 0 | FALSE | hv | 0 | 1.5 | YNd5 | 18 | 0.32 | 110 | 20
40 MVA 110/20 kV | 0.05 | 18 | 150 | 40 | 9 | -9 | 0 | FALSE | hv | 0 | 1.5 | YNd5 | 16.2 | 0.34 | 110 | 20
25 MVA 110/20 kV | 0.07 | 14 | 150 | 25 | 9 | -9 | 0 | FALSE | hv | 0 | 1.5 | YNd5 | 12 | 0.41 | 110 | 20
63 MVA 110/10 kV | 0.04 | 22 | 150 | 63 | 9 | -9 | 0 | FALSE | hv | 0 | 1.5 | YNd5 | 18 | 0.32 | 110 | 10
40 MVA 110/10 kV | 0.05 | 18 | 150 | 40 | 9 | -9 | 0 | FALSE | hv | 0 | 1.5 | YNd5 | 16.2 | 0.34 | 110 | 10
25 MVA 110/10 kV | 0.07 | 14 | 150 | 25 | 9 | -9 | 0 | FALSE | hv | 0 | 1.5 | YNd5 | 12 | 0.41 | 110 | 10
0.25 MVA 20/0.4 kV | 0.32 | 0.8 | 150 | 0.25 | 2 | -2 | 0 | FALSE | hv | 0 | 2.5 | Yzn5 | 6 | 1.44 | 20 | 0.4
0.4 MVA 20/0.4 kV | 0.3375 | 1.35 | 150 | 0.4 | 2 | -2 | 0 | FALSE | hv | 0 | 2.5 | Dyn5 | 6 | 1.425 | 20 | 0.4
0.63 MVA 20/0.4 kV | 0.2619 | 1.65 | 150 | 0.63 | 2 | -2 | 0 | FALSE | hv | 0 | 2.5 | Dyn5 | 6 | 1.206 | 20 | 0.4
0.25 MVA 10/0.4 kV | 0.24 | 0.6 | 150 | 0.25 | 2 | -2 | 0 | FALSE | hv | 0 | 2.5 | Dyn5 | 4 | 1.2 | 10 | 0.4
0.4 MVA 10/0.4 kV | 0.2375 | 0.95 | 150 | 0.4 | 2 | -2 | 0 | FALSE | hv | 0 | 2.5 | Dyn5 | 4 | 1.325 | 10 | 0.4
0.63 MVA 10/0.4 kV | 0.1873 | 1.18 | 150 | 0.63 | 2 | -2 | 0 | FALSE | hv | 0 | 2.5 | Dyn5 | 4 | 1.0794 | 10 | 0.4

## trafo3w_std_types
| i0_percent | pfe_kw | shift_lv_degree | shift_mv_degree | sn_hv_mva | sn_lv_mva | sn_mv_mva | tap_max | tap_min | tap_neutral | tap_side | tap_step_percent | vector_group | vk_hv_percent | vk_lv_percent | vk_mv_percent | vkr_hv_percent | vkr_lv_percent | vkr_mv_percent | vn_hv_kv | vn_lv_kv | vn_mv_kv
63/25/38 MVA 110/20/10 kV | 0.89 | 35 | 0 | 0 | 63 | 38 | 25 | 10 | -10 | 0 | hv | 1.2 | YN0yn0yn0 | 10.4 | 10.4 | 10.4 | 0.28 | 0.35 | 0.32 | 110 | 10 | 20
63/25/38 MVA 110/10/10 kV | 0.89 | 35 | 0 | 0 | 63 | 38 | 25 | 10 | -10 | 0 | hv | 1.2 | YN0yn0yn0 | 10.4 | 10.4 | 10.4 | 0.28 | 0.35 | 0.32 | 110 | 10 | 10

## res_bus
| vm_pu | va_degree | p_mw | q_mvar
0 | 1.0434 | -2.1484 | 0 | 0
1 | 1.0388 | -2.7937 | 0.339 | 0.111
2 | 1.0364 | -2.8308 | 0.082 | 0.027
3 | 1.0434 | -2.1484 | 0.047 | 0.015
4 | 1.0435 | -2.1436 | 0.03 | 0.009
5 | 1.0435 | -2.1716 | 0.047 | 0.015
6 | 1.0436 | -2.2134 | 0.03 | 0.009
7 | 1.0436 | -2.2231 | 0.009 | 0.003
8 | 1.0399 | -2.8044 | 0.009 | 0.003
9 | 1.0399 | -2.8248 | 0.018 | 0.006
10 | 1.04 | -2.8415 | 0.018 | 0.006
11 | 1.04 | -2.8457 | 0.009 | 0.003
12 | 1.04 | -2.8512 | 0.009 | 0.003
13 | 1.0435 | -2.1567 | 0.009 | 0.003
14 | 1.0434 | -2.1582 | 0.018 | 0.006
15 | 1.0435 | -2.3146 | 0.009 | 0.003
16 | 1.0436 | -2.2285 | 0.009 | 0.003
17 | 1.0434 | -2.3155 | 0.009 | 0.003
18 | 1.0399 | -2.8248 | 0 | 0
19 | 1.0433 | -2.1452 | 0.237 | 0.078
20 | 1.0433 | -2.1452 | 0 | 0
21 | 1.0432 | -2.1457 | 0.009 | 0.003
22 | 1.0436 | -2.2133 | 0 | 0
23 | 1.0436 | -2.2168 | 0 | 0
24 | 1.0436 | -2.2234 | 0 | 0
25 | 1.0436 | -2.2354 | 0.009 | 0.003
26 | 1.0435 | -2.2459 | 0 | 0
27 | 1.0435 | -2.2618 | 0 | 0
28 | 1.0444 | -2.0452 | 0.498 | 0.163
29 | 1.0396 | -2.787 | 0.088 | 0.028
30 | 1.0395 | -2.7877 | 0.295 | 0.097
31 | 1.0434 | -2.0716 | 0.077 | 0.025
32 | 1.0382 | -2.8872 | 0.035 | 0.011
33 | 1.0361 | -2.8641 | 0.083 | 0.027
34 | 1.0381 | -2.8282 | 0.042 | 0.014
35 | 1.0441 | -2.053 | 0.028 | 0.009
36 | 1.0424 | -2.0875 | 0.193 | 0.063
37 | 1.036 | -2.8406 | 0.096 | 0.031
38 | 1.0403 | -2.1386 | 0 | 0
39 | 1.0367 | -2.85 | 0.013 | 0.004
40 | 1.036 | -2.8394 | 0.207 | 0.068
41 | 1.0328 | -2.906 | 0.393 | 0.129
42 | 1.0361 | -2.8371 | 0.329 | 0.108
43 | 1.0391 | -2.8672 | 0.035 | 0.011
44 | 1.0437 | -2.0848 | 0.083 | 0.027
45 | 1.0377 | -2.8368 | 0.013 | 0.004
46 | 1.039 | -2.1651 | 0.207 | 0.068
47 | 1.039 | -2.1667 | 0.207 | 0.068
48 | 1.0389 | -2.8005 | 0.277 | 0.091
49 | 1.0386 | -2.883 | 0.021 | 0.007
50 | 1.0388 | -2.8094 | 0.106 | 0.035
51 | 1.039 | -2.1656 | 0.207 | 0.068
52 | 1.0425 | -2.0862 | 0 | 0
53 | 1.0389 | -2.8826 | 0.035 | 0.011
54 | 1.0381 | -2.8918 | 0.035 | 0.011
55 | 1.0362 | -2.8603 | 0.083 | 0.027
56 | 1.037 | -2.8461 | 0.042 | 0.014
57 | 1.0437 | -2.0628 | 0.193 | 0.063
58 | 1.0425 | -2.087 | 0 | 0
59 | 1.0385 | -2.8835 | 0.021 | 0.007
60 | 1.043 | -2.0895 | 0.07 | 0.023
61 | 1.0389 | -2.8291 | 0.088 | 0.028
62 | 1.0425 | -2.0885 | 0.096 | 0.031
63 | 1.0363 | -2.8583 | 0.671 | 0.22
64 | 1.0381 | -2.8923 | 0.035 | 0.011
65 | 1.0348 | -2.8717 | 0.247 | 0.081
66 | 1.0391 | -2.8186 | 0.283 | 0.093
67 | 1.0428 | -2.0784 | 0.12 | 0.039
68 | 1.0429 | -2.0918 | 0.028 | 0.009
69 | 1.0424 | -2.0882 | 0.077 | 0.025
70 | 1.0392 | -2.1597 | 0.131 | 0.043
71 | 1.0395 | -2.1548 | 0.207 | 0.068
72 | 1.0398 | -2.1484 | 0.207 | 0.068
73 | 1.0389 | -2.168 | 0.082 | 0.027
74 | 1.0297 | -2.9606 | 0.393 | 0.129
75 | 1.0298 | -2.9611 | 1.258 | 0.413
76 | 1.0308 | -2.9412 | 0.247 | 0.081
77 | 1.0362 | -2.8347 | 0.207 | 0.068
78 | 1.0414 | -2.1146 | 0.06 | 0.02
79 | 1.0368 | -2.8235 | 0.415 | 0.136
80 | 1.0441 | -2.0527 | 0.011 | 0.003
81 | 1.0394 | -2.7906 | 0.073 | 0.024
82 | 1.0389 | -2.8729 | 0.087 | 0.028
83 | 1.0445 | -2.0439 | 0.017 | 0.005
84 | 1.0441 | -2.0523 | 0.135 | 0.044
85 | 1.0413 | -2.0925 | 1.423 | 0.467
86 | 1.0387 | -2.8323 | 0.277 | 0.091
87 | 1.0443 | -2.0571 | 0.224 | 0.073
88 | 1.0389 | -2.7975 | 0.454 | 0.149
89 | 1.0391 | -2.8161 | 1.135 | 0.373
90 | 1.0365 | -2.8291 | 0.082 | 0.027
91 | 1.036 | -2.8648 | 0.083 | 0.027
92 | 1.0302 | -2.9536 | 0.247 | 0.081
93 | 1.0391 | -2.8256 | 0.138 | 0.045
94 | 1.0386 | -2.8088 | 0.138 | 0.045
95 | 1.0435 | -2.3093 | 0.03 | 0.009
96 | 1.0436 | -2.2304 | 0.009 | 0.003
97 | 1.0435 | -2.2952 | 0.018 | 0.006
98 | 1.0407 | -2.878 | 0 | 0
99 | 1.0435 | -2.281 | 0 | 0
100 | 1.0435 | -2.3051 | 0 | 0
101 | 1.0391 | -2.8672 | 0 | 0
102 | 1.0392 | -2.86 | 0 | 0
103 | 1.0392 | -2.8559 | 0 | 0
104 | 1.0394 | -2.841 | 0 | 0
105 | 1.039 | -2.8715 | 0 | 0
106 | 1.0386 | -2.8824 | 0 | 0
107 | 1.0382 | -2.8875 | 0 | 0
108 | 1.0426 | -2.0829 | 0 | 0
109 | 1.0426 | -2.0815 | 0 | 0
110 | 1.0431 | -2.0748 | 0 | 0
111 | 1.0298 | -2.9612 | 0 | 0
112 | 1.04 | -2.8481 | 0 | 0
113 | 1.0435 | -2.3148 | 0 | 0
114 | 1.0435 | -2.2891 | 0 | 0
115 | 1.0447 | -2.0378 | 0 | 0
116 | 1.05 | 0 | -22.8031 | -4.0024
117 | 1.0447 | -2.0378 | 0 | 0
118 | 1.0399 | -2.7807 | 0 | 0
119 | 1.0399 | -2.7797 | 0 | 0
120 | 1.0447 | -2.0368 | 0 | 0
121 | 1.04 | -2.7783 | 0 | 0
122 | 1.0381 | -2.8034 | 0.082 | 0.027
123 | 1.0434 | -2.1479 | 0.03 | 0.009
124 | 1.0343 | -2.8806 | 0.157 | 0.051
125 | 1.0435 | -2.2417 | 0.03 | 0.009
126 | 1.0399 | -2.8122 | 0.009 | 0.003
127 | 1.04 | -2.8468 | 0.018 | 0.006
128 | 1.0435 | -2.1535 | 0.03 | 0.009
129 | 1.0435 | -2.3155 | 0.018 | 0.006
130 | 1.0435 | -2.3106 | 0 | 0
131 | 1.0434 | -2.1479 | 0 | 0
132 | 1.0435 | -2.1476 | 0 | 0
133 | 1.0435 | -2.1534 | 0 | 0
134 | 1.0435 | -2.1567 | 0 | 0
135 | 1.0436 | -2.2277 | 0 | 0
136 | 1.0436 | -2.2297 | 0.009 | 0.003
137 | 1.0436 | -2.2335 | 0.009 | 0.003
138 | 1.0444 | -2.0432 | 0.12 | 0.039
139 | 1.0432 | -2.086 | 0.014 | 0.004
140 | 1.039 | -2.8726 | 0.054 | 0.018
141 | 1.0429 | -2.0902 | 0.07 | 0.023
142 | 1.0364 | -2.8568 | 0.106 | 0.035
143 | 1.0333 | -2.8972 | 0.314 | 0.103
144 | 1.0311 | -2.937 | 0.247 | 0.081
145 | 1.0372 | -2.8134 | 0.082 | 0.027
146 | 1.0443 | -2.0481 | 0.074 | 0.024
147 | 1.0443 | -2.0488 | 0.215 | 0.07
148 | 1.0414 | -2.0904 | 2.057 | 0.676
149 | 1.0387 | -2.8324 | 0 | 0
150 | 1.0414 | -2.0902 | 0 | 0
151 | 1.039 | -2.827 | 0.138 | 0.045
152 | 1.0391 | -2.7943 | 0.227 | 0.074
153 | 1.0442 | -2.0516 | 0.09 | 0.029
154 | 1.0435 | -2.3113 | 0.009 | 0.003
155 | 1.0434 | -2.3155 | 0.047 | 0.015
156 | 1.0435 | -2.281 | 0.009 | 0.003
157 | 1.044 | -2.0765 | 0.088 | 0.028
158 | 1.0435 | -2.2947 | 0 | 0
159 | 1.0392 | -2.8584 | 0 | 0
160 | 1.039 | -2.8763 | 0 | 0
161 | 1.0385 | -2.8834 | 0 | 0
162 | 1.0381 | -2.8916 | 0 | 0
163 | 1.0428 | -2.0781 | 0 | 0
164 | 1.0375 | -2.8238 | 0.098 | 0.032
165 | 1.039 | -2.7992 | 0.047 | 0.015
166 | 1.0436 | -2.232 | 0.009 | 0.003
167 | 1.0435 | -2.1481 | 0.03 | 0.009
168 | 1.0431 | -2.0753 | 0.12 | 0.039
169 | 1.0435 | -2.2957 | 0 | 0
170 | 1.0435 | -2.2958 | 0.047 | 0.015
171 | 1.0435 | -2.31 | 0 | 0
172 | 1.0435 | -2.3105 | 0.003 | 0.001
173 | 1.0435 | -2.2969 | 0.009 | 0.003
174 | 1.0435 | -2.2962 | 0 | 0
175 | 1.0392 | -2.8584 | 0 | 0
176 | 1.0399 | -2.8045 | 0 | 0
177 | 1.0435 | -2.1549 | 0 | 0
178 | 1.0435 | -2.1562 | 0 | 0
179 | 1.0366 | -2.8533 | 0 | 0
180 | 1.0364 | -2.8569 | 0 | 0
181 | 1.0385 | -2.8067 | 0 | 0
182 | 1.0366 | -2.8403 | 0 | 0
183 | 1.0399 | -2.7809 | 0 | 0
184 | 1.039 | -2.1673 | 0 | 0
185 | 1.0435 | -2.2618 | 0.018 | 0.006
186 | 1.0443 | -2.0494 | 0 | 0
187 | 1.0399 | -2.8351 | 0.009 | 0.003
188 | 1.04 | -2.8443 | 0 | 0
189 | 1.0399 | -2.8348 | 0.047 | 0.015
190 | 1.0438 | -2.072 | 0 | 0
191 | 1.0438 | -2.07 | 0 | 0
192 | 1.039 | -2.8 | 0.44 | 0.144
193 | 1.0389 | -2.8013 | 0.073 | 0.024
194 | 1.039 | -2.7997 | 0 | 0
195 | 1.0395 | -2.8235 | 0 | 0
196 | 1.0443 | -2.0577 | 0.173 | 0.057
197 | 1.0443 | -2.0561 | 0.055 | 0.018
198 | 1.0443 | -2.0544 | 0.11 | 0.036
199 | 1.0435 | -2.1809 | 0.03 | 0.009
200 | 1.0399 | -2.8376 | 0 | 0
201 | 1.0391 | -2.7977 | 0.295 | 0.097
202 | 1.039 | -2.885 | 0.01 | 0.003
203 | 1.0389 | -2.7971 | 0.577 | 0.189
204 | 1.0391 | -2.802 | 0 | 0
205 | 1.0432 | -2.0733 | 0 | 0
206 | 1.042 | -2.1015 | 0 | 0
207 | 1.0387 | -2.833 | 0.22 | 0.072
208 | 1.043 | -2.0888 | 0.282 | 0.092
209 | 1.0388 | -2.8023 | 0.186 | 0.061
210 | 1.0385 | -2.8094 | 0.22 | 0.072
211 | 1.0442 | -2.0714 | 0 | 0
212 | 1.0443 | -2.0679 | 0.22 | 0.072
213 | 1.0386 | -2.8086 | 0 | 0
214 | 1.0433 | -2.1455 | 0.018 | 0.006
215 | 1.0425 | -2.0889 | 0.152 | 0.05
216 | 1.0425 | -2.0887 | 0 | 0
217 | 1.0425 | -2.0889 | 0 | 0
218 | 1.0437 | -2.0852 | 0.083 | 0.027
219 | 1.0363 | -2.8584 | 0 | 0
220 | 1.0435 | -2.175 | 0 | 0
221 | 1.0435 | -2.1552 | 0 | 0
222 | 1.0395 | -2.8235 | 0 | 0
223 | 1.0438 | -2.0829 | 0.066 | 0.021
224 | 1.0435 | -2.1443 | 0 | 0
225 | 1.0407 | -2.8776 | 0 | 0
226 | 1.0435 | -2.1922 | 0 | 0
227 | 1.0359 | -2.8415 | 0.06 | 0.02
228 | 1.0435 | -2.1493 | 0 | 0
229 | 1.0389 | -2.88 | 0.054 | 0.018
230 | 1.0321 | -2.9197 | 0 | 0
231 | 1.0326 | -2.9109 | 0 | 0
232 | 1.044 | -2.0653 | 0 | 0
233 | 1.0443 | -2.0542 | 0 | 0
234 | 1.0434 | -2.0687 | 0.096 | 0.031
235 | 1.039 | -2.1657 | 0 | 0
236 | 1.0444 | -2.0497 | 0 | 0
237 | 1.0399 | -2.7902 | 0 | 0
238 | 1.0389 | -2.7932 | 0 | 0
239 | 1.0445 | -2.0467 | 0 | 0
240 | 1.0444 | -2.0503 | 0 | 0
241 | 1.0446 | -2.0422 | 0 | 0
242 | 1.0394 | -2.7869 | 0 | 0
243 | 1.0399 | -2.7849 | 0 | 0
244 | 1.0439 | -2.0806 | 0.066 | 0.021
245 | 1.0393 | -2.7909 | 0 | 0
246 | 1.0391 | -2.7938 | 0 | 0
247 | 1.0445 | -2.0522 | 0 | 0
248 | 1.0444 | -2.059 | 0 | 0
249 | 1.0394 | -2.8206 | 0 | 0
250 | 1.0394 | -2.8222 | 0 | 0
251 | 1.0395 | -2.8232 | 0 | 0
252 | 1.0397 | -2.8005 | 0 | 0
253 | 1.0395 | -2.8098 | 0 | 0
254 | 1.0399 | -2.809 | 0 | 0
255 | 1.0399 | -2.81 | 0 | 0
256 | 1.0399 | -2.8121 | 0 | 0
257 | 1.0368 | -2.8236 | 0 | 0
258 | 1.0399 | -2.8229 | 0 | 0
259 | 1.0399 | -2.8201 | 0 | 0
260 | 1.0399 | -2.8165 | 0 | 0
261 | 1.0436 | -2.2298 | 0 | 0
262 | 1.0436 | -2.2312 | 0 | 0
263 | 1.0436 | -2.2324 | 0 | 0
264 | 1.0436 | -2.2351 | 0 | 0
265 | 1.0443 | -2.0681 | 0 | 0
266 | 1.0393 | -2.8206 | 0 | 0
267 | 1.0386 | -2.808 | 0 | 0
268 | 1.0369 | -2.8482 | 0 | 0
269 | 1.0371 | -2.8448 | 0 | 0
270 | 1.0374 | -2.841 | 0 | 0
271 | 1.0399 | -2.7913 | 0 | 0
272 | 1.0399 | -2.7937 | 0 | 0
273 | 1.0399 | -2.8017 | 0 | 0
274 | 1.0435 | -2.1636 | 0 | 0
275 | 1.0445 | -2.0512 | 0 | 0
276 | 1.0444 | -2.065 | 0 | 0
277 | 1.0443 | -2.0743 | 0 | 0
278 | 1.0441 | -2.096 | 0 | 0
279 | 1.0439 | -2.1114 | 0 | 0
280 | 1.0439 | -2.114 | 0 | 0
281 | 1.0437 | -2.1307 | 0 | 0
282 | 1.0435 | -2.3071 | 0 | 0
283 | 1.0435 | -2.3091 | 0 | 0
284 | 1.0436 | -2.226 | 0 | 0
285 | 1.0436 | -2.228 | 0 | 0
286 | 1.0386 | -2.8095 | 0 | 0
287 | 1.0386 | -2.8095 | 0 | 0
288 | 1.044 | -2.0784 | 0 | 0
289 | 1.0439 | -2.0791 | 0 | 0
290 | 1.0438 | -2.0835 | 0 | 0
291 | 1.0437 | -2.0843 | 0 | 0
292 | 1.04 | -2.8406 | 0 | 0
293 | 1.04 | -2.8432 | 0 | 0
294 | 1.04 | -2.8448 | 0 | 0
295 | 1.04 | -2.8461 | 0 | 0
296 | 1.04 | -2.8474 | 0 | 0
297 | 1.0435 | -2.3119 | 0 | 0
298 | 1.0435 | -2.3134 | 0 | 0
299 | 1.0435 | -2.3147 | 0 | 0
300 | 1.0435 | -2.315 | 0 | 0
301 | 1.0435 | -2.3151 | 0 | 0
302 | 1.0436 | -2.234 | 0 | 0
303 | 1.0436 | -2.2347 | 0 | 0
304 | 1.0436 | -2.2347 | 0 | 0
305 | 1.0387 | -2.7952 | 0 | 0
306 | 1.0384 | -2.7989 | 0 | 0
307 | 1.0377 | -2.8076 | 0 | 0
308 | 1.0373 | -2.8123 | 0 | 0
309 | 1.0394 | -2.82 | 0 | 0
310 | 1.0443 | -2.0663 | 0 | 0
311 | 1.0444 | -2.063 | 0 | 0
312 | 1.0394 | -2.8154 | 0 | 0
313 | 1.0394 | -2.8205 | 0 | 0
314 | 1.0394 | -2.8205 | 0 | 0
315 | 1.0443 | -2.0681 | 0 | 0
316 | 1.0394 | -2.8205 | 0 | 0
317 | 1.0442 | -2.0703 | 0 | 0
318 | 1.0443 | -2.0669 | 0 | 0
319 | 1.0435 | -2.309 | 0 | 0
320 | 1.0435 | -2.309 | 0 | 0
321 | 1.0435 | -2.309 | 0 | 0
322 | 1.0435 | -2.3036 | 0 | 0
323 | 1.0435 | -2.3094 | 0 | 0
324 | 1.0436 | -2.2176 | 0 | 0
325 | 1.0436 | -2.2245 | 0 | 0
326 | 1.0436 | -2.2213 | 0 | 0
327 | 1.0436 | -2.2248 | 0 | 0
328 | 1.0435 | -2.2298 | 0 | 0
329 | 1.0435 | -2.2305 | 0 | 0
330 | 1.0435 | -2.2314 | 0 | 0
331 | 1.0435 | -2.2369 | 0 | 0
332 | 1.0436 | -2.2291 | 0 | 0
333 | 1.0436 | -2.2298 | 0 | 0
334 | 1.0436 | -2.23 | 0 | 0
335 | 1.0436 | -2.2303 | 0 | 0
336 | 1.0436 | -2.2354 | 0 | 0
337 | 1.043 | -2.0879 | 0 | 0
338 | 1.0433 | -2.084 | 0 | 0
339 | 1.0434 | -2.0816 | 0 | 0
340 | 1.0435 | -2.0796 | 0 | 0
341 | 1.0436 | -2.0781 | 0 | 0
342 | 1.0436 | -2.0768 | 0 | 0
343 | 1.0437 | -2.0738 | 0 | 0
344 | 1.0399 | -2.7814 | 0 | 0
345 | 1.0399 | -2.7814 | 0 | 0
346 | 1.0394 | -2.8203 | 0 | 0
347 | 1.0435 | -2.2951 | 0 | 0
348 | 1.0435 | -2.295 | 0 | 0
349 | 1.0435 | -2.295 | 0 | 0
350 | 1.0435 | -2.2949 | 0 | 0
351 | 1.0435 | -2.2945 | 0 | 0
352 | 1.0435 | -2.2938 | 0 | 0
353 | 1.0435 | -2.2936 | 0 | 0
354 | 1.0435 | -2.2935 | 0 | 0
355 | 1.0425 | -2.0868 | 0 | 0
356 | 1.0425 | -2.0873 | 0 | 0
357 | 1.0425 | -2.0873 | 0 | 0
358 | 1.0443 | -2.0681 | 0 | 0
359 | 1.0435 | -2.1461 | 0 | 0
360 | 1.0425 | -2.086 | 0 | 0
361 | 1.0425 | -2.0861 | 0 | 0

## res_line
| p_from_mw | q_from_mvar | p_to_mw | q_to_mvar | pl_mw | ql_mvar | i_from_ka | i_to_ka | i_ka | vm_from_pu | va_from_degree | vm_to_pu | va_to_degree | loading_percent
0 | 0.42262 | -0.073568 | -0.42261 | 0.070212 | 1.1156e-05 | -0.0033558 | 0.011908 | 0.011892 | 0.011908 | 1.0399 | -2.7797 | 1.0399 | -2.7809 | 3.3734
1 | 0.42261 | -0.070212 | -0.42235 | 0.067674 | 0.00026049 | -0.0025383 | 0.011892 | 0.011879 | 0.011892 | 1.0399 | -2.7809 | 1.0394 | -2.841 | 3.447
2 | 0.42235 | -0.067674 | -0.42224 | 0.067081 | 0.00010377 | -0.00059238 | 0.011879 | 0.011876 | 0.011879 | 1.0394 | -2.841 | 1.0392 | -2.8559 | 5.0549
3 | 0.42224 | -0.067081 | -0.42223 | 0.066984 | 1.7e-05 | -9.7057e-05 | 0.011876 | 0.011876 | 0.011876 | 1.0392 | -2.8559 | 1.0392 | -2.8584 | 5.0536
4 | 0.42223 | -0.066925 | -0.42222 | 0.066861 | 1.1101e-05 | -6.3381e-05 | 0.011875 | 0.011875 | 0.011875 | 1.0392 | -2.8584 | 1.0392 | -2.86 | 5.0533
5 | 0.42222 | -0.066861 | -0.42217 | 0.066572 | 5.0641e-05 | -0.00028914 | 0.011875 | 0.011874 | 0.011875 | 1.0392 | -2.86 | 1.0391 | -2.8672 | 5.0532
6 | 0.035 | 0.010959 | -0.035 | -0.011 | 2.1423e-07 | -4.1387e-05 | 0.0010189 | 0.0010193 | 0.0010193 | 1.0391 | -2.8672 | 1.0391 | -2.8672 | 0.81542
7 | 0.38717 | -0.077531 | -0.38714 | 0.07735 | 2.6344e-05 | -0.00018042 | 0.01097 | 0.010969 | 0.01097 | 1.0391 | -2.8672 | 1.039 | -2.8715 | 4.668
8 | 0.14101 | 0.020277 | -0.141 | -0.037359 | 6.4105e-06 | -0.017082 | 0.003958 | 0.0040529 | 0.0040529 | 1.039 | -2.8715 | 1.039 | -2.8726 | 1.1258
9 | 0.087001 | 0.019359 | -0.087 | -0.028 | 1.2728e-06 | -0.0086413 | 0.0024764 | 0.0025394 | 0.0025394 | 1.039 | -2.8726 | 1.0389 | -2.8729 | 0.71939
10 | 0.24613 | -0.097627 | -0.24611 | 0.097329 | 1.8232e-05 | -0.00029839 | 0.0073567 | 0.0073535 | 0.0073567 | 1.039 | -2.8715 | 1.039 | -2.8763 | 3.1305
11 | 0.1471 | -0.0131 | -0.14705 | 0.012454 | 5.5068e-05 | -0.00064581 | 0.0041034 | 0.0041018 | 0.0041034 | 1.039 | -2.8763 | 1.0386 | -2.8824 | 3.2827
12 | 0.021 | -0.011984 | -0.021 | -0.007 | 3.3885e-07 | -0.018984 | 0.00067205 | 0.00061527 | 0.00067205 | 1.0386 | -2.8824 | 1.0386 | -2.883 | 0.21679
13 | 0.12605 | -0.00047004 | -0.12604 | 0.00029401 | 1.0901e-05 | -0.00017603 | 0.0035035 | 0.0035035 | 0.0035035 | 1.0386 | -2.8824 | 1.0385 | -2.8834 | 2.8028
14 | 0.021 | 0.0065978 | -0.021 | -0.007 | 3.2415e-07 | -0.0004022 | 0.00061188 | 0.00061533 | 0.00061533 | 1.0385 | -2.8834 | 1.0385 | -2.8835 | 0.42436
15 | 0.10504 | -0.0068918 | -0.10501 | 0.0062742 | 2.6578e-05 | -0.00061763 | 0.002926 | 0.0029249 | 0.002926 | 1.0385 | -2.8834 | 1.0382 | -2.8872 | 2.3408
16 | 0.070009 | -0.017274 | -0.070008 | 0.017215 | 5.141e-07 | -5.951e-05 | 0.0020049 | 0.0020045 | 0.0020049 | 1.0382 | -2.8872 | 1.0382 | -2.8875 | 1.3827
17 | 0.070008 | -0.017215 | -0.070001 | 0.01633 | 7.6185e-06 | -0.00088456 | 0.0020045 | 0.0019988 | 0.0020045 | 1.0382 | -2.8875 | 1.0381 | -2.8916 | 1.3824
18 | 0.047 | 0.014968 | -0.047 | -0.015 | 8.9191e-08 | -3.2431e-05 | 0.0013647 | 0.001365 | 0.001365 | 1.0434 | -2.1484 | 1.0434 | -2.1484 | 0.80295
19 | 0 | 0 | 0 | 0 | 0 | 0 | 0 | 0 | 0 | 1.0434 | -2.1484 | 1.0399 | -2.8045 | 0
20 | 4.6277e-14 | 9.4469e-13 | -1.4951e-12 | -5.5333e-05 | -1.4488e-12 | -5.5333e-05 | 2.6255e-14 | 1.536e-06 | 1.536e-06 | 1.0399 | -2.8045 | 1.0399 | -2.8044 | 0.0010593
21 | 0.018 | 0.0059539 | -0.018 | -0.006 | 6.3532e-08 | -4.6097e-05 | 0.00052629 | 0.00052669 | 0.00052669 | 1.0399 | -2.8248 | 1.0399 | -2.8248 | 0.42135
22 | 0.0090011 | -0.047008 | -0.009 | -0.003 | 1.122e-06 | -0.050008 | 0.0013285 | 0.00026333 | 0.0013285 | 1.04 | -2.8481 | 1.04 | -2.8512 | 0.42856
23 | -0.047 | -0.014968 | 0.047001 | 0.014483 | 1.3273e-06 | -0.00048416 | 0.0013647 | 0.0013607 | 0.0013647 | 1.0434 | -2.1484 | 1.0434 | -2.1479 | 0.80279
24 | 0.03 | 0.0089432 | -0.03 | -0.009 | 9.0467e-08 | -5.6819e-05 | 0.00086611 | 0.00086656 | 0.00086656 | 1.0434 | -2.1479 | 1.0434 | -2.1479 | 0.59762
25 | 0.03 | 0.0049252 | -0.03 | -0.009 | 1.514e-07 | -0.0040748 | 0.00084107 | 0.0008665 | 0.0008665 | 1.0435 | -2.1534 | 1.0435 | -2.1535 | 0.27952
26 | 0.027003 | -0.044357 | -0.027002 | 0.031307 | 1.1044e-06 | -0.013049 | 0.0014366 | 0.0011438 | 0.0014366 | 1.0435 | -2.1534 | 1.0435 | -2.1549 | 0.46343
27 | 0.027002 | -0.031307 | -0.027001 | 0.030819 | 6.7138e-07 | -0.00048798 | 0.0011438 | 0.0011336 | 0.0011438 | 1.0435 | -2.1549 | 1.0435 | -2.1562 | 0.48671
28 | 0.027001 | -0.030819 | -0.027001 | 0.024785 | 3.5508e-07 | -0.0060348 | 0.0011336 | 0.001014 | 0.0011336 | 1.0435 | -2.1562 | 1.0435 | -2.1567 | 0.36566
29 | 0.009 | 0.0024068 | -0.009 | -0.003 | 2.0503e-09 | -0.00059318 | 0.00025774 | 0.00026246 | 0.00026246 | 1.0435 | -2.1567 | 1.0435 | -2.1567 | 0.084663
30 | 0.018001 | -0.027191 | -0.018 | -0.006 | 5.6727e-07 | -0.033191 | 0.00090216 | 0.00052492 | 0.00090216 | 1.0435 | -2.1567 | 1.0434 | -2.1582 | 0.29102
31 | 0.26406 | 0.065369 | -0.264 | -0.081281 | 6.0739e-05 | -0.015913 | 0.0075253 | 0.0076432 | 0.0076432 | 1.0435 | -2.1436 | 1.0433 | -2.1452 | 3.2114
32 | 0.027001 | 0.0032814 | -0.027001 | -0.0072776 | 1.536e-07 | -0.0039962 | 0.00075261 | 0.00077377 | 0.00077377 | 1.0433 | -2.1452 | 1.0433 | -2.1452 | 0.32649
33 | 0.03 | 0.0087576 | -0.03 | -0.009 | 3.851e-07 | -0.00024243 | 0.00086452 | 0.00086642 | 0.00086642 | 1.0436 | -2.2133 | 1.0436 | -2.2134 | 0.59753
34 | 0.31953 | -0.53881 | -0.3195 | 0.53875 | 2.8436e-05 | -6.3029e-05 | 0.017329 | 0.017326 | 0.017329 | 1.0436 | -2.2133 | 1.0436 | -2.2168 | 7.3738
35 | 0.018006 | -0.06039 | -0.018002 | 0.059722 | 4.2694e-06 | -0.00066783 | 0.0017432 | 0.0017254 | 0.0017432 | 1.0436 | -2.2234 | 1.0436 | -2.2277 | 1.2022
36 | 0.018002 | -0.059722 | -0.018001 | 0.059592 | 8.1862e-07 | -0.00012964 | 0.0017254 | 0.001722 | 0.0017254 | 1.0436 | -2.2277 | 1.0436 | -2.2285 | 1.19
37 | 0.22627 | -0.25373 | -0.2262 | 0.25306 | 6.8981e-05 | -0.00067303 | 0.0094054 | 0.0093902 | 0.0094054 | 1.0435 | -2.2459 | 1.0435 | -2.2618 | 4.0023
38 | 0.2082 | -0.25682 | -0.20812 | 0.25597 | 8.1319e-05 | -0.00084383 | 0.0091464 | 0.0091267 | 0.0091464 | 1.0435 | -2.2618 | 1.0435 | -2.281 | 3.8921
39 | 0.009 | 0.0029582 | -0.009 | -0.003 | 6.0907e-09 | -4.178e-05 | 0.00026209 | 0.00026245 | 0.00026245 | 1.0435 | -2.281 | 1.0435 | -2.281 | 0.181
40 | 0.19912 | -0.25893 | -0.19909 | 0.25857 | 3.4116e-05 | -0.000363 | 0.0090364 | 0.0090278 | 0.0090364 | 1.0435 | -2.281 | 1.0435 | -2.2891 | 3.8453
41 | 0.056003 | -0.0069449 | -0.056001 | 0.0066183 | 1.6895e-06 | -0.00032652 | 0.0015611 | 0.00156 | 0.0015611 | 1.0435 | -2.2947 | 1.0435 | -2.2957 | 1.0766
42 | 0.047001 | 0.014873 | -0.047 | -0.015 | 5.037e-07 | -0.00012743 | 0.0013638 | 0.0013649 | 0.0013649 | 1.0435 | -2.2957 | 1.0435 | -2.2958 | 0.9413
43 | 0.0090003 | -0.021491 | -0.0090002 | 0.012928 | 1.6388e-07 | -0.0085626 | 0.00064458 | 0.0004358 | 0.00064458 | 1.0435 | -2.2957 | 1.0435 | -2.2962 | 0.27197
44 | 0.0090002 | -0.012928 | -0.009 | -0.003 | 1.6666e-07 | -0.015928 | 0.0004358 | 0.00026246 | 0.0004358 | 1.0435 | -2.2962 | 1.0435 | -2.2969 | 0.2179
45 | 0.012 | -0.028809 | -0.012 | 0.021922 | 2.1238e-07 | -0.0068867 | 0.00086334 | 0.00069136 | 0.00086334 | 1.0435 | -2.31 | 1.0435 | -2.3105 | 0.2785
46 | 0.0090002 | -0.022922 | -0.009 | -0.003 | 1.8297e-07 | -0.025922 | 0.00068124 | 0.00026244 | 0.00068124 | 1.0435 | -2.3105 | 1.0435 | -2.3113 | 0.21976
47 | 0.018 | -0.026589 | -0.018 | -0.006 | 2.495e-07 | -0.032589 | 0.0008883 | 0.00052491 | 0.0008883 | 1.0435 | -2.3148 | 1.0435 | -2.3155 | 0.24675
48 | 1.4791 | 0.37463 | -1.4786 | -0.38634 | 0.00051586 | -0.011709 | 0.042467 | 0.042551 | 0.042551 | 1.0372 | -2.8134 | 1.0368 | -2.8235 | 12.0541
49 | 1.0636 | 0.26507 | -1.0633 | -0.27697 | 0.0002659 | -0.011898 | 0.03052 | 0.030603 | 0.030603 | 1.0368 | -2.8235 | 1.0365 | -2.8291 | 8.6693
50 | 0.98132 | 0.24997 | -0.98125 | -0.25372 | 7.1418e-05 | -0.0037558 | 0.028204 | 0.02823 | 0.02823 | 1.0365 | -2.8291 | 1.0364 | -2.8308 | 7.9972
51 | 0.89925 | 0.22672 | -0.8991 | -0.23654 | 0.00015655 | -0.0098151 | 0.025831 | 0.0259 | 0.0259 | 1.0364 | -2.8308 | 1.0362 | -2.8347 | 7.3371
52 | 0.6921 | 0.16854 | -0.69204 | -0.17448 | 5.5707e-05 | -0.0059397 | 0.019844 | 0.019884 | 0.019884 | 1.0362 | -2.8347 | 1.0361 | -2.8371 | 5.633
53 | 3.628 | 1.0327 | -3.6235 | -1.0473 | 0.0045644 | -0.014635 | 0.10471 | 0.10485 | 0.10485 | 1.0399 | -2.7807 | 1.0385 | -2.8067 | 29.7021
54 | 3.6235 | 1.0473 | -3.6204 | -1.057 | 0.0030295 | -0.0096608 | 0.10485 | 0.10494 | 0.10494 | 1.0385 | -2.8067 | 1.0375 | -2.8238 | 29.7278
55 | 3.5224 | 1.025 | -3.5196 | -1.0347 | 0.0028631 | -0.009719 | 0.10207 | 0.10216 | 0.10216 | 1.0375 | -2.8238 | 1.0366 | -2.8403 | 28.9415
56 | 3.5196 | 1.0347 | -3.514 | -1.0533 | 0.0055211 | -0.018624 | 0.10216 | 0.10234 | 0.10234 | 1.0366 | -2.8403 | 1.0348 | -2.8717 | 28.9917
57 | 3.267 | 0.97232 | -3.2656 | -0.97815 | 0.0014608 | -0.0058331 | 0.095092 | 0.095146 | 0.095146 | 1.0348 | -2.8717 | 1.0343 | -2.8806 | 26.9536
58 | 3.1086 | 0.92715 | -3.106 | -0.93875 | 0.0025991 | -0.011602 | 0.09054 | 0.090647 | 0.090647 | 1.0343 | -2.8806 | 1.0333 | -2.8972 | 25.6791
59 | 2.792 | 0.83575 | -2.7907 | -0.84283 | 0.0012471 | -0.0070759 | 0.081418 | 0.081482 | 0.081482 | 1.0333 | -2.8972 | 1.0328 | -2.906 | 23.0827
60 | 2.1471 | 0.66158 | -2.1466 | -0.66618 | 0.00046323 | -0.0045957 | 0.062902 | 0.062943 | 0.062943 | 1.0311 | -2.937 | 1.0308 | -2.9412 | 17.8309
61 | 1.8996 | 0.58518 | -1.8987 | -0.59703 | 0.00093223 | -0.011848 | 0.055664 | 0.055769 | 0.055769 | 1.0308 | -2.9412 | 1.0302 | -2.9536 | 15.7987
62 | 1.6517 | 0.51603 | -1.651 | -0.52737 | 0.00066333 | -0.011345 | 0.048486 | 0.048586 | 0.048586 | 1.0302 | -2.9536 | 1.0298 | -2.9611 | 13.7637
63 | 0.39302 | 0.12708 | -0.393 | -0.129 | 2.1864e-05 | -0.0019236 | 0.011579 | 0.011596 | 0.011596 | 1.0298 | -2.9611 | 1.0297 | -2.9606 | 9.2765
64 | 9.6173e-09 | -0.012703 | 1.27e-12 | -2.6448e-12 | 9.6186e-09 | -0.012703 | 0.00035609 | 8.2243e-14 | 0.00035609 | 1.0298 | -2.9611 | 1.0298 | -2.9612 | 0.10088
65 | 1.2504 | 0.26377 | -1.2491 | -0.30444 | 0.001226 | -0.04067 | 0.035423 | 0.035678 | 0.035678 | 1.0414 | -2.1146 | 1.0403 | -2.1386 | 10.1071
66 | 0 | 0 | 0 | 0 | 0 | 0 | 0 | 0 | 0 | 1.036 | -2.8406 | 1.0392 | -2.8584 | 0
67 | 3.7759e-12 | -1.8853e-13 | -4.1802e-12 | -5.9858e-05 | -4.0432e-13 | -5.9858e-05 | 1.0502e-13 | 1.6628e-06 | 1.6628e-06 | 1.0392 | -2.8584 | 1.0392 | -2.8584 | 0.00070757
68 | -0.156 | -0.023836 | 0.15601 | 0.011148 | 5.7309e-06 | -0.012687 | 0.0043974 | 0.0043581 | 0.0043974 | 1.036 | -2.8406 | 1.036 | -2.8394 | 1.2457
69 | -0.36301 | -0.079148 | 0.36304 | 0.066477 | 3.1876e-05 | -0.012671 | 0.010352 | 0.010283 | 0.010352 | 1.036 | -2.8394 | 1.0361 | -2.8371 | 2.8757
70 | 1.2491 | 0.30444 | -1.2486 | -0.3219 | 0.00053296 | -0.017459 | 0.035678 | 0.035798 | 0.035798 | 1.0403 | -2.1386 | 1.0398 | -2.1484 | 10.1411
71 | 1.0416 | 0.2539 | -1.0413 | -0.26752 | 0.00028766 | -0.013618 | 0.029765 | 0.029858 | 0.029858 | 1.0398 | -2.1484 | 1.0395 | -2.1548 | 8.4583
72 | 0.83433 | 0.19952 | -0.83415 | -0.21257 | 0.00017594 | -0.013054 | 0.023823 | 0.023911 | 0.023911 | 1.0395 | -2.1548 | 1.0392 | -2.1597 | 6.7737
73 | 0.70315 | 0.16957 | -0.70302 | -0.18307 | 0.00012936 | -0.013496 | 0.020092 | 0.020184 | 0.020184 | 1.0392 | -2.1597 | 1.039 | -2.1651 | 5.7177
74 | 0.207 | 0.057811 | -0.207 | -0.062994 | 4.3675e-06 | -0.0051824 | 0.0059713 | 0.0060117 | 0.0060117 | 1.039 | -2.1651 | 1.039 | -2.1656 | 1.703
75 | 0.28902 | 0.057254 | -0.289 | -0.066251 | 1.4252e-05 | -0.0089971 | 0.0081859 | 0.0082382 | 0.0082382 | 1.039 | -2.1651 | 1.039 | -2.1667 | 2.3338
76 | 0.082004 | -0.0017485 | -0.082002 | -0.0082555 | 1.2207e-06 | -0.010004 | 0.002279 | 0.00229 | 0.00229 | 1.039 | -2.1667 | 1.039 | -2.1673 | 0.64872
77 | 1.3993 | 0.26192 | -1.3991 | -0.26946 | 0.00027792 | -0.0075395 | 0.03934 | 0.03938 | 0.03938 | 1.0447 | -2.0378 | 1.0444 | -2.0432 | 11.1557
78 | 1.2791 | 0.23046 | -1.279 | -0.23349 | 9.2635e-05 | -0.0030274 | 0.035921 | 0.035937 | 0.035937 | 1.0444 | -2.0432 | 1.0444 | -2.0452 | 10.1804
79 | 0.51038 | 0.047017 | -0.51022 | -0.054165 | 0.00015353 | -0.0071485 | 0.01418 | 0.014199 | 0.014199 | 1.0434 | -2.0716 | 1.0431 | -2.0748 | 7.2817
80 | 0.12 | 0.029955 | -0.12 | -0.039 | 2.5144e-06 | -0.0090448 | 0.0034229 | 0.0034919 | 0.0034919 | 1.0431 | -2.0748 | 1.0431 | -2.0753 | 0.98922
81 | 0.39022 | 0.02421 | -0.39012 | -0.03239 | 0.00010209 | -0.0081797 | 0.01082 | 0.010836 | 0.010836 | 1.0431 | -2.0748 | 1.0428 | -2.0781 | 5.557
82 | 0.12001 | 0.03879 | -0.12 | -0.039 | 5.4897e-06 | -0.00020958 | 0.0034911 | 0.003493 | 0.003493 | 1.0428 | -2.0781 | 1.0428 | -2.0784 | 2.4089
83 | 0.27011 | -0.0064005 | -0.27006 | -0.0026009 | 5.3502e-05 | -0.0090014 | 0.0074792 | 0.0074774 | 0.0074792 | 1.0428 | -2.0781 | 1.0426 | -2.0815 | 3.8355
84 | 0.077002 | 0.00526 | -0.077 | -0.025 | 2.1734e-06 | -0.01974 | 0.0021374 | 0.002242 | 0.002242 | 1.0424 | -2.0875 | 1.0424 | -2.0882 | 0.62277
85 | 0.27006 | 0.0026009 | -0.27003 | -0.0066261 | 2.3937e-05 | -0.0040252 | 0.0074774 | 0.0074793 | 0.0074793 | 1.0426 | -2.0815 | 1.0426 | -2.0829 | 3.8355
86 | 0.96964 | 0.22382 | -0.96931 | -0.24207 | 0.00033175 | -0.018251 | 0.027624 | 0.027744 | 0.027744 | 1.0399 | -2.7797 | 1.0395 | -2.7877 | 7.7066
87 | 0.67431 | 0.14507 | -0.67423 | -0.15403 | 7.7763e-05 | -0.0089641 | 0.019154 | 0.019208 | 0.019208 | 1.0395 | -2.7877 | 1.0394 | -2.7906 | 5.4413
88 | 0.57022 | 0.096689 | -0.57011 | -0.11371 | 0.00010193 | -0.017021 | 0.015982 | 0.016068 | 0.016068 | 1.0447 | -2.0378 | 1.0445 | -2.0439 | 4.5517
89 | 0.55311 | 0.10871 | -0.55304 | -0.12128 | 7.1504e-05 | -0.012572 | 0.01558 | 0.015651 | 0.015651 | 1.0445 | -2.0439 | 1.0443 | -2.0481 | 4.4337
90 | 0.47904 | 0.097281 | -0.47903 | -0.10046 | 1.3547e-05 | -0.0031811 | 0.013512 | 0.01353 | 0.01353 | 1.0443 | -2.0481 | 1.0443 | -2.0488 | 3.7584
91 | 0.174 | 0.020283 | -0.174 | -0.027834 | 4.139e-06 | -0.0075511 | 0.0048431 | 0.0048717 | 0.0048717 | 1.0442 | -2.0516 | 1.0441 | -2.0523 | 1.3801
92 | 0.039001 | -0.016166 | -0.039 | 0.0048863 | 3.2689e-07 | -0.01128 | 0.0011672 | 0.0010867 | 0.0011672 | 1.0441 | -2.0523 | 1.0441 | -2.0527 | 0.33065
93 | 0 | 0 | 0 | 0 | 0 | 0 | 0 | 0 | 0 | 1.0441 | -2.0527 | 1.0387 | -2.8324 | 0
94 | 1.4232 | 0.46278 | -1.423 | -0.467 | 0.00017466 | -0.0042226 | 0.041484 | 0.041521 | 0.041521 | 1.0414 | -2.0902 | 1.0413 | -2.0925 | 11.7623
95 | 0.028 | -0.0078863 | -0.028 | -0.009 | 2.3521e-07 | -0.016886 | 0.00080424 | 0.00081313 | 0.00081313 | 1.0441 | -2.0527 | 1.0441 | -2.053 | 0.23035
96 | 0 | 0 | 0 | 0 | 0 | 0 | 0 | 0 | 0 | 1.0399 | -2.7807 | 1.0414 | -2.0902 | 0
97 | 0 | 0 | 0 | 0 | 0 | 0 | 0 | 0 | 0 | 1.0389 | -2.7975 | 1.0441 | -2.053 | 0
98 | 3.4901 | 1.1039 | -3.4802 | -1.1386 | 0.0099061 | -0.034734 | 0.10115 | 0.1015 | 0.1015 | 1.0447 | -2.0378 | 1.0414 | -2.0902 | 28.7542
99 | 1.164 | 0.27198 | -1.1637 | -0.28359 | 0.00030561 | -0.011611 | 0.033184 | 0.03326 | 0.03326 | 1.0399 | -2.7807 | 1.0396 | -2.787 | 9.4221
100 | 0.72318 | 0.18697 | -0.72314 | -0.19143 | 4.5414e-05 | -0.0044574 | 0.020752 | 0.020783 | 0.020783 | 1.0391 | -2.8256 | 1.039 | -2.827 | 5.8876
101 | 0.58514 | 0.14643 | -0.58508 | -0.15441 | 5.2966e-05 | -0.0079749 | 0.016758 | 0.016814 | 0.016814 | 1.039 | -2.827 | 1.0389 | -2.8291 | 4.7631
102 | 0.49708 | 0.12641 | -0.49701 | -0.14191 | 7.4714e-05 | -0.015501 | 0.014252 | 0.014364 | 0.014364 | 1.0389 | -2.8291 | 1.0387 | -2.8323 | 4.0692
103 | 1.0403e-08 | -0.01319 | -5.5349e-13 | -1.6279e-12 | 1.0403e-08 | -0.01319 | 0.00036657 | 4.7785e-14 | 0.00036657 | 1.0387 | -2.8323 | 1.0387 | -2.8324 | 0.10385
104 | 1.0263 | 0.24593 | -1.0261 | -0.25346 | 0.0001559 | -0.0075363 | 0.02939 | 0.02944 | 0.02944 | 1.0366 | -2.8533 | 1.0364 | -2.8568 | 8.3399
105 | 2.0382e-09 | -0.0076405 | 1.8594e-12 | -5.6468e-13 | 2.0401e-09 | -0.0076405 | 0.00021282 | 5.4126e-14 | 0.00021282 | 1.0364 | -2.8568 | 1.0364 | -2.8569 | 0.060288
106 | 0.92011 | 0.2261 | -0.92005 | -0.2297 | 5.9813e-05 | -0.0035976 | 0.026391 | 0.026415 | 0.026415 | 1.0364 | -2.8568 | 1.0363 | -2.8583 | 7.4831
107 | 0.24905 | 0.015019 | -0.24902 | -0.025182 | 3.3135e-05 | -0.010163 | 0.0069502 | 0.006973 | 0.006973 | 1.0363 | -2.8583 | 1.0362 | -2.8603 | 2.9422
108 | 0.028001 | -0.023565 | -0.028 | -0.009 | 1.3862e-06 | -0.032565 | 0.001013 | 0.0008141 | 0.001013 | 1.0429 | -2.0902 | 1.0429 | -2.0918 | 0.42742
109 | 0.018 | 0.0037562 | -0.018 | -0.006 | 3.0571e-08 | -0.0022438 | 0.0005087 | 0.00052491 | 0.00052491 | 1.0435 | -2.2618 | 1.0435 | -2.2618 | 0.16933
110 | 0.26403 | 0.030463 | -0.26402 | -0.034052 | 4.5123e-06 | -0.0035894 | 0.0073471 | 0.0073591 | 0.0073591 | 1.0443 | -2.0488 | 1.0443 | -2.0494 | 2.0847
111 | 0.26402 | 0.034052 | -0.264 | -0.049283 | 1.9334e-05 | -0.015231 | 0.0073591 | 0.0074248 | 0.0074248 | 1.0443 | -2.0494 | 1.0442 | -2.0516 | 2.0624
112 | 0.0090028 | -0.076987 | -0.0090003 | 0.029997 | 2.4952e-06 | -0.04699 | 0.0021516 | 0.00086932 | 0.0021516 | 1.04 | -2.8415 | 1.04 | -2.8443 | 0.60952
113 | 0.0090003 | -0.029997 | -0.009 | -0.003 | 3.448e-07 | -0.032997 | 0.00086932 | 0.00026333 | 0.00086932 | 1.04 | -2.8443 | 1.04 | -2.8457 | 0.28042
114 | 0.11008 | -0.23139 | -0.11004 | 0.23103 | 4.0271e-05 | -0.00035483 | 0.0071129 | 0.0071035 | 0.0071129 | 1.0399 | -2.8248 | 1.0399 | -2.8348 | 4.9054
115 | 0.0090001 | -0.019212 | -0.009 | -0.003 | 5.8814e-08 | -0.022212 | 0.00058892 | 0.00026335 | 0.00058892 | 1.0399 | -2.8348 | 1.0399 | -2.8351 | 0.16683
116 | -0.46436 | 0.011538 | 0.46438 | -0.017494 | 2.2921e-05 | -0.0059565 | 0.012846 | 0.012852 | 0.012852 | 1.0438 | -2.072 | 1.0438 | -2.07 | 3.6407
117 | 1.0757 | 0.25559 | -1.0751 | -0.28249 | 0.00060718 | -0.026896 | 0.030702 | 0.030886 | 0.030886 | 1.0396 | -2.787 | 1.039 | -2.8 | 8.7497
118 | 0.63513 | 0.13849 | -0.63512 | -0.14024 | 1.3494e-05 | -0.0017525 | 0.018062 | 0.018072 | 0.018072 | 1.039 | -2.8 | 1.0389 | -2.8005 | 5.1196
119 | 0.25903 | 0.053846 | -0.25903 | -0.05823 | 5.5825e-06 | -0.0043841 | 0.0073508 | 0.0073765 | 0.0073765 | 1.039 | -2.7992 | 1.039 | -2.7997 | 2.049
120 | -0.25901 | -0.072277 | 0.25903 | 0.05823 | 1.8174e-05 | -0.014047 | 0.0074719 | 0.0073765 | 0.0074719 | 1.0389 | -2.8013 | 1.039 | -2.7997 | 2.0755
121 | 1.4188 | 0.39704 | -1.418 | -0.44754 | 0.00079229 | -0.050508 | 0.040898 | 0.041308 | 0.041308 | 1.0399 | -2.7807 | 1.0391 | -2.8161 | 8.98
122 | 0.28301 | 0.074543 | -0.283 | -0.093 | 1.1278e-05 | -0.018457 | 0.0081303 | 0.0082759 | 0.0082759 | 1.0391 | -2.8161 | 1.0391 | -2.8186 | 1.7991
123 | 0 | 0 | 0 | 0 | 0 | 0 | 0 | 0 | 0 | 1.0391 | -2.8186 | 1.0443 | -2.0577 | 0
124 | -0.173 | -0.057 | 0.173 | 0.050756 | 1.409e-06 | -0.0062438 | 0.0050353 | 0.0049839 | 0.0050353 | 1.0443 | -2.0577 | 1.0443 | -2.0571 | 1.0946
125 | -0.397 | -0.12376 | 0.39701 | 0.1184 | 6.3503e-06 | -0.0053558 | 0.011495 | 0.011452 | 0.011495 | 1.0443 | -2.0571 | 1.0443 | -2.0561 | 2.499
126 | -0.45201 | -0.1364 | 0.45202 | 0.12845 | 1.2144e-05 | -0.0079501 | 0.013051 | 0.012989 | 0.013051 | 1.0443 | -2.0561 | 1.0443 | -2.0544 | 2.8372
127 | 0.56216 | 0.10505 | -0.56202 | -0.16445 | 0.00013671 | -0.059398 | 0.015803 | 0.016187 | 0.016187 | 1.0447 | -2.0378 | 1.0443 | -2.0544 | 3.5188
128 | 0.054037 | -0.22682 | -0.054027 | 0.21361 | 1.0258e-05 | -0.013208 | 0.0064725 | 0.0061163 | 0.0064725 | 1.0399 | -2.8348 | 1.0399 | -2.8376 | 2.1221
129 | 0.78097 | 0.070489 | -0.78053 | -0.10967 | 0.00043316 | -0.03918 | 0.021675 | 0.0218 | 0.0218 | 1.0444 | -2.0452 | 1.0437 | -2.0628 | 6.1756
130 | 0.58753 | 0.04667 | -0.58738 | -0.072017 | 0.00015792 | -0.025347 | 0.016301 | 0.016372 | 0.016372 | 1.0437 | -2.0628 | 1.0434 | -2.0716 | 4.6379
131 | 0.60123 | 0.13003 | -0.60105 | -0.15565 | 0.00017784 | -0.025621 | 0.017084 | 0.017249 | 0.017249 | 1.0394 | -2.7906 | 1.0391 | -2.7977 | 4.7915
132 | 0.30605 | 0.058652 | -0.30603 | -0.068846 | 1.8063e-05 | -0.010194 | 0.0086574 | 0.0087152 | 0.0087152 | 1.0391 | -2.7977 | 1.039 | -2.7992 | 2.4209
133 | 0.010001 | -0.06022 | -0.01 | -0.003 | 1.052e-06 | -0.06322 | 0.0016961 | 0.00029008 | 0.0016961 | 1.0389 | -2.8826 | 1.039 | -2.885 | 0.48049
134 | 1.0312 | 0.32824 | -1.031 | -0.33532 | 0.00015259 | -0.0070766 | 0.030065 | 0.030126 | 0.030126 | 1.0391 | -2.7943 | 1.0389 | -2.7971 | 8.5342
135 | 0.45401 | 0.14632 | -0.454 | -0.149 | 1.1119e-05 | -0.0026844 | 0.013254 | 0.013278 | 0.013278 | 1.0389 | -2.7971 | 1.0389 | -2.7975 | 3.7614
136 | 1.2457 | 0.17067 | -1.2448 | -0.20134 | 0.00089634 | -0.030671 | 0.034903 | 0.035031 | 0.035031 | 1.0399 | -2.7807 | 1.0391 | -2.802 | 9.7309
137 | 1.311 | 0.2634 | -1.3104 | -0.28377 | 0.00066904 | -0.020364 | 0.037047 | 0.037165 | 0.037165 | 1.042 | -2.1015 | 1.0414 | -2.1146 | 10.5284
138 | 1.5606 | 0.29685 | -1.5597 | -0.31613 | 0.00089745 | -0.019285 | 0.043959 | 0.044065 | 0.044065 | 1.0432 | -2.0733 | 1.0425 | -2.0885 | 12.4831
139 | 1.3117 | 0.2439 | -1.311 | -0.2634 | 0.00063621 | -0.019506 | 0.036942 | 0.037047 | 0.037047 | 1.0425 | -2.0885 | 1.042 | -2.1015 | 10.495
140 | 0.22001 | 0.064098 | -0.22 | -0.072 | 7.6038e-06 | -0.0079022 | 0.0063684 | 0.0064333 | 0.0064333 | 1.0387 | -2.8323 | 1.0387 | -2.833 | 1.8225
141 | 1.2448 | 0.20134 | -1.2445 | -0.21229 | 0.00032208 | -0.01095 | 0.035031 | 0.035082 | 0.035082 | 1.0391 | -2.802 | 1.0388 | -2.8094 | 9.745
142 | 1.1385 | 0.17729 | -1.1377 | -0.20812 | 0.00075815 | -0.030833 | 0.032018 | 0.032164 | 0.032164 | 1.0388 | -2.8094 | 1.0381 | -2.8282 | 8.9343
143 | 1.0957 | 0.19412 | -1.0954 | -0.20921 | 0.00034593 | -0.015091 | 0.030945 | 0.031022 | 0.031022 | 1.0381 | -2.8282 | 1.0377 | -2.8368 | 8.6173
144 | -0.168 | -0.008403 | 0.16801 | 0.0018735 | 3.292e-06 | -0.0065295 | 0.0046559 | 0.0046504 | 0.0046559 | 1.043 | -2.0895 | 1.043 | -2.0888 | 1.319
145 | 0.27002 | 0.058297 | -0.27 | -0.06826 | 1.3709e-05 | -0.0099627 | 0.0076493 | 0.0077123 | 0.0077123 | 1.0425 | -2.0862 | 1.0424 | -2.0875 | 2.1848
146 | -0.186 | -0.061 | 0.18601 | 0.048277 | 8.6692e-06 | -0.012723 | 0.0054394 | 0.0053398 | 0.0054394 | 1.0388 | -2.8023 | 1.0389 | -2.8013 | 1.511
147 | 0.38614 | 0.0010413 | -0.38608 | -0.021415 | 5.4088e-05 | -0.020374 | 0.010675 | 0.010691 | 0.010691 | 1.0442 | -2.0714 | 1.044 | -2.0765 | 2.9698
148 | 0.35801 | 0.095019 | -0.35801 | -0.096544 | 3.8071e-06 | -0.0015253 | 0.010295 | 0.010306 | 0.010306 | 1.0386 | -2.8086 | 1.0386 | -2.8088 | 2.8629
149 | 0.22001 | 0.051544 | -0.22 | -0.057453 | 5.5105e-06 | -0.0059084 | 0.0062807 | 0.0063202 | 0.0063202 | 1.0386 | -2.8088 | 1.0385 | -2.8094 | 1.7556
150 | 0.027001 | 0.0072776 | -0.027 | -0.0078249 | 6.988e-07 | -0.00054727 | 0.00077377 | 0.00077785 | 0.00077785 | 1.0433 | -2.1452 | 1.0433 | -2.1455 | 0.53645
151 | 0.0090002 | 0.0018249 | -0.009 | -0.003 | 1.6566e-07 | -0.0011751 | 0.00025411 | 0.00026251 | 0.00026251 | 1.0433 | -2.1455 | 1.0432 | -2.1457 | 0.18104
152 | -0.152 | -0.047456 | 0.152 | 0.044914 | 1.1471e-06 | -0.0025428 | 0.0044093 | 0.0043888 | 0.0044093 | 1.0425 | -2.0889 | 1.0425 | -2.0887 | 1.2248
153 | -0.152 | -0.044914 | 0.152 | 0.041233 | 1.642e-06 | -0.0036804 | 0.0043888 | 0.004361 | 0.0043888 | 1.0425 | -2.0887 | 1.0425 | -2.0885 | 1.2191
154 | -1.8951e-12 | 6.9121e-14 | 7.583e-11 | -0.0025435 | 7.3935e-11 | -0.0025435 | 5.251e-14 | 7.0431e-05 | 7.0431e-05 | 1.0425 | -2.0889 | 1.0425 | -2.0889 | 0.019564
155 | 0 | 0 | 0 | 0 | 0 | 0 | 0 | 0 | 0 | 1.0388 | -2.8023 | 1.0425 | -2.0889 | 0
156 | 1.9596e-09 | -0.0053168 | 4.1193e-13 | -1.2002e-12 | 1.96e-09 | -0.0053168 | 0.0001481 | 3.5347e-14 | 0.0001481 | 1.0363 | -2.8583 | 1.0363 | -2.8584 | 0.062228
157 | 0 | 0 | 0 | 0 | 0 | 0 | 0 | 0 | 0 | 1.0363 | -2.8584 | 1.0437 | -2.0852 | 0
158 | -0.083 | -0.027 | 0.083001 | 0.017274 | 1.277e-06 | -0.0097263 | 0.0024142 | 0.0023449 | 0.0024142 | 1.0437 | -2.0852 | 1.0437 | -2.0848 | 0.6706
159 | 0.3799 | -0.54708 | -0.37987 | 0.54297 | 3.2406e-05 | -0.0041023 | 0.018425 | 0.018332 | 0.018425 | 1.0435 | -2.1716 | 1.0435 | -2.175 | 5.1182
160 | -2.4906e-11 | -0.00019835 | 0 | 0 | -2.4906e-11 | -0.00019835 | 5.5085e-06 | 0 | 5.5085e-06 | 1.0395 | -2.8235 | 1.0395 | -2.8235 | 0.0012107
161 | 0.16602 | -0.0018177 | -0.166 | -0.036384 | 1.9499e-05 | -0.038202 | 0.0046255 | 0.0047351 | 0.0047351 | 1.0362 | -2.8603 | 1.0361 | -2.8641 | 1.3153
162 | 0.082002 | 0.0082555 | -0.082 | -0.027 | 2.3893e-06 | -0.018744 | 0.00229 | 0.0023988 | 0.0023988 | 1.039 | -2.1673 | 1.0389 | -2.168 | 0.66633
163 | 0 | 0 | 0 | 0 | 0 | 0 | 0 | 0 | 0 | 1.0389 | -2.168 | 1.0298 | -2.9612 | 0
164 | 0.035 | -0.00061525 | -0.035 | -0.011 | 2.6428e-07 | -0.011615 | 0.0009734 | 0.0010202 | 0.0010202 | 1.0381 | -2.8916 | 1.0381 | -2.8918 | 0.28338
165 | -0.16403 | 0.042491 | 0.16403 | -0.046547 | 2.0864e-06 | -0.004056 | 0.0046873 | 0.0047167 | 0.0047167 | 1.0435 | -2.1443 | 1.0435 | -2.1436 | 1.3102
166 | 0.42718 | -0.56461 | -0.42714 | 0.56015 | 3.9891e-05 | -0.0044664 | 0.019586 | 0.019487 | 0.019586 | 1.0435 | -2.1436 | 1.0435 | -2.1476 | 5.4404
167 | 0.00038355 | -0.42615 | -9.5157e-08 | 0.027333 | 0.00038345 | -0.39882 | 0.01183 | 0.0007582 | 0.01183 | 1.0399 | -2.7807 | 1.0407 | -2.8776 | 3.3512
168 | 9.5171e-08 | -0.027333 | 8.3242e-13 | -2.2926e-12 | 9.5172e-08 | -0.027333 | 0.0007582 | 6.7657e-14 | 0.0007582 | 1.0407 | -2.8776 | 1.0407 | -2.878 | 0.21479
169 | 0.37987 | -0.54297 | -0.37981 | 0.53577 | 5.6114e-05 | -0.0072046 | 0.018332 | 0.018168 | 0.018332 | 1.0435 | -2.175 | 1.0435 | -2.1809 | 5.0922
170 | 0.3497 | -0.53042 | -0.34953 | 0.53005 | 0.00017352 | -0.00036964 | 0.017576 | 0.017563 | 0.017576 | 1.0435 | -2.1922 | 1.0436 | -2.2133 | 7.479
171 | 0.34981 | -0.54477 | -0.3497 | 0.53042 | 0.00010558 | -0.014347 | 0.01791 | 0.017576 | 0.01791 | 1.0435 | -2.1809 | 1.0435 | -2.1922 | 4.975
172 | 0.060002 | -0.0071642 | -0.06 | -0.02 | 1.8128e-06 | -0.027164 | 0.0016838 | 0.0017624 | 0.0017624 | 1.036 | -2.8406 | 1.0359 | -2.8415 | 0.48955
173 | 0.057008 | -0.062564 | -0.057003 | 0.039432 | 5.3016e-06 | -0.023132 | 0.0023416 | 0.0019175 | 0.0023416 | 1.0435 | -2.1493 | 1.0435 | -2.1534 | 0.75534
174 | 0.05701 | -0.073494 | -0.057008 | 0.062564 | 1.5331e-06 | -0.01093 | 0.0025731 | 0.0023416 | 0.0025731 | 1.0435 | -2.1481 | 1.0435 | -2.1493 | 0.71476
175 | 0.099011 | -0.084229 | -0.099004 | 0.058606 | 6.919e-06 | -0.025623 | 0.0036118 | 0.0031967 | 0.0036118 | 1.039 | -2.8763 | 1.0389 | -2.88 | 1.0232
176 | 0.045004 | -0.076606 | -0.045001 | 0.04922 | 2.9689e-06 | -0.027387 | 0.0024687 | 0.001853 | 0.0024687 | 1.0389 | -2.88 | 1.0389 | -2.8826 | 0.69934
177 | 0 | 0 | 0 | 0 | 0 | 0 | 0 | 0 | 0 | 1.0359 | -2.8415 | 1.0386 | -2.883 | 0
178 | -0.083 | -0.027 | 0.083002 | 0.0093843 | 2.3304e-06 | -0.017616 | 0.002432 | 0.0023274 | 0.002432 | 1.036 | -2.8648 | 1.0361 | -2.8641 | 0.67555
179 | 2.3962 | 0.72578 | -2.3941 | -0.74258 | 0.0021352 | -0.016807 | 0.070029 | 0.070179 | 0.070179 | 1.0321 | -2.9197 | 1.0311 | -2.937 | 19.8807
180 | 2.3977 | 0.71383 | -2.3973 | -0.71734 | 0.00045022 | -0.0035167 | 0.069925 | 0.069956 | 0.069956 | 1.0328 | -2.906 | 1.0326 | -2.9109 | 19.8174
181 | -2.3962 | -0.72578 | 2.3973 | 0.71734 | 0.0010661 | -0.0084342 | 0.070029 | 0.069956 | 0.070029 | 1.0321 | -2.9197 | 1.0326 | -2.9109 | 19.4526
182 | -0.098001 | 0.00056452 | 0.098003 | -0.014597 | 2.0239e-06 | -0.014032 | 0.0027126 | 0.0027425 | 0.0027425 | 1.0429 | -2.0902 | 1.043 | -2.0895 | 0.89919
183 | -0.46438 | 0.017494 | 0.46445 | -0.039457 | 7.0817e-05 | -0.021963 | 0.012852 | 0.012889 | 0.012889 | 1.0438 | -2.07 | 1.044 | -2.0653 | 4.2258
184 | -0.46445 | 0.039457 | 0.4646 | -0.084987 | 0.00014882 | -0.04553 | 0.012889 | 0.013056 | 0.013056 | 1.044 | -2.0653 | 1.0443 | -2.0542 | 4.2806
185 | 1.6587 | 0.28634 | -1.6568 | -0.32213 | 0.0018703 | -0.035789 | 0.046514 | 0.046698 | 0.046698 | 1.0447 | -2.0378 | 1.0434 | -2.0687 | 13.229
186 | 1.5608 | 0.29113 | -1.5606 | -0.29685 | 0.0002651 | -0.0057195 | 0.043929 | 0.043959 | 0.043959 | 1.0434 | -2.0687 | 1.0432 | -2.0733 | 12.453
187 | 4.782e-10 | -0.0050062 | -1.9243e-12 | -8.7287e-13 | 4.7628e-10 | -0.0050062 | 0.00013909 | 5.8708e-14 | 0.00013909 | 1.039 | -2.1656 | 1.039 | -2.1657 | 0.045604
188 | 0 | 0 | 0 | 0 | 0 | 0 | 0 | 0 | 0 | 1.039 | -2.1657 | 1.039 | -2.8726 | 0
189 | 0.047 | 0.0061318 | -0.047 | -0.015 | 3.0661e-07 | -0.0088682 | 0.0013113 | 0.0013649 | 0.0013649 | 1.0434 | -2.3155 | 1.0434 | -2.3155 | 0.44751
190 | 0.14631 | -0.35898 | -0.14628 | 0.34475 | 3.1228e-05 | -0.014227 | 0.010761 | 0.010396 | 0.010761 | 1.0399 | -2.7797 | 1.0399 | -2.7849 | 3.5281
191 | 1.9865 | 0.45234 | -1.9856 | -0.46618 | 0.00089607 | -0.013836 | 0.056555 | 0.056644 | 0.056644 | 1.0399 | -2.7807 | 1.0394 | -2.7869 | 18.5718
192 | 0.4648 | -0.1421 | -0.46475 | 0.12769 | 5.0142e-05 | -0.014411 | 0.013431 | 0.013319 | 0.013431 | 1.0447 | -2.0378 | 1.0446 | -2.0422 | 4.4035
193 | 0.14628 | -0.34475 | -0.14625 | 0.32965 | 3.0824e-05 | -0.015095 | 0.010396 | 0.010011 | 0.010396 | 1.0399 | -2.7849 | 1.0399 | -2.7902 | 3.4084
194 | 1.9856 | 0.46618 | -1.9846 | -0.48081 | 0.00095167 | -0.01463 | 0.056644 | 0.056741 | 0.056741 | 1.0394 | -2.7869 | 1.0389 | -2.7932 | 18.6037
195 | 0.46475 | -0.12769 | -0.46469 | 0.11244 | 5.2213e-05 | -0.015251 | 0.013319 | 0.013214 | 0.013319 | 1.0446 | -2.0422 | 1.0445 | -2.0467 | 4.367
196 | 0.46466 | -0.10185 | -0.46465 | 0.099456 | 8.0505e-06 | -0.0023957 | 0.013148 | 0.013134 | 0.013148 | 1.0444 | -2.0497 | 1.0444 | -2.0503 | 4.3108
197 | 0.46465 | -0.099456 | -0.4646 | 0.084987 | 4.8279e-05 | -0.01447 | 0.013134 | 0.013056 | 0.013134 | 1.0444 | -2.0503 | 1.0443 | -2.0542 | 4.3062
198 | 1.2591 | 0.37241 | -1.2584 | -0.39514 | 0.00072698 | -0.022738 | 0.036449 | 0.036637 | 0.036637 | 1.0399 | -2.7797 | 1.0393 | -2.7909 | 10.3787
199 | 1.2584 | 0.39514 | -1.2582 | -0.40104 | 0.00018976 | -0.0058904 | 0.036637 | 0.036687 | 0.036687 | 1.0393 | -2.7909 | 1.0391 | -2.7938 | 10.393
200 | 1.2582 | 0.40104 | -1.2582 | -0.40224 | 3.8855e-05 | -0.0012038 | 0.036687 | 0.036698 | 0.036698 | 1.0391 | -2.7938 | 1.0391 | -2.7943 | 10.3959
201 | 0.60641 | -0.061326 | -0.6063 | 0.023093 | 0.00010542 | -0.038233 | 0.016843 | 0.016769 | 0.016843 | 1.0447 | -2.0378 | 1.0445 | -2.0522 | 3.7017
202 | 0.6063 | -0.023093 | -0.60625 | 0.0045788 | 5.0838e-05 | -0.018514 | 0.016769 | 0.016757 | 0.016769 | 1.0445 | -2.0522 | 1.0444 | -2.059 | 3.6855
203 | 3.9586e-06 | -0.11721 | -1.1245e-06 | 0.077988 | 2.8341e-06 | -0.039226 | 0.0032554 | 0.0021659 | 0.0032554 | 1.0394 | -2.8206 | 1.0394 | -2.8222 | 0.71548
204 | 1.1245e-06 | -0.077988 | -1.0722e-07 | 0.038321 | 1.0173e-06 | -0.039667 | 0.0021659 | 0.0010642 | 0.0021659 | 1.0394 | -2.8222 | 1.0395 | -2.8232 | 0.47602
205 | 1.0722e-07 | -0.038321 | 2.7762e-12 | 0.00019835 | 1.0722e-07 | -0.038123 | 0.0010642 | 5.5085e-06 | 0.0010642 | 1.0395 | -2.8232 | 1.0395 | -2.8235 | 0.2339
206 | 0.86183 | -0.023184 | -0.86162 | -0.014587 | 0.00021408 | -0.03777 | 0.023933 | 0.023928 | 0.023933 | 1.0399 | -2.7807 | 1.0397 | -2.8005 | 5.26
207 | 0.86162 | 0.014587 | -0.86152 | -0.032815 | 0.00010343 | -0.018228 | 0.023928 | 0.023942 | 0.023942 | 1.0397 | -2.8005 | 1.0395 | -2.8098 | 5.2619
208 | 0.13717 | -0.28904 | -0.13715 | 0.27404 | 2.2234e-05 | -0.015003 | 0.0088811 | 0.0085064 | 0.0088811 | 1.0399 | -2.8044 | 1.0399 | -2.809 | 2.9118
209 | 0.13715 | -0.27404 | -0.13714 | 0.27044 | 5.0522e-06 | -0.0035983 | 0.0085064 | 0.0084171 | 0.0085064 | 1.0399 | -2.809 | 1.0399 | -2.81 | 2.789
210 | 0.13714 | -0.27044 | -0.13713 | 0.26318 | 9.8733e-06 | -0.007261 | 0.0084171 | 0.0082378 | 0.0084171 | 1.0399 | -2.81 | 1.0399 | -2.8121 | 2.7597
211 | 0.13713 | -0.26318 | -0.13713 | 0.26302 | 2.1371e-07 | -0.00016064 | 0.0082378 | 0.0082338 | 0.0082378 | 1.0399 | -2.8121 | 1.0399 | -2.8122 | 2.7009
212 | 1.2215e-08 | -0.014731 | 8.3729e-13 | -2.1655e-12 | 1.2215e-08 | -0.014731 | 0.00041016 | 6.4645e-14 | 0.00041016 | 1.0368 | -2.8235 | 1.0368 | -2.8236 | 0.13448
213 | 0.12809 | -0.2255 | -0.12808 | 0.22543 | 7.775e-06 | -6.6715e-05 | 0.0071989 | 0.0071972 | 0.0071989 | 1.0399 | -2.8229 | 1.0399 | -2.8248 | 4.9648
214 | 0.12813 | -0.26602 | -0.12811 | 0.2505 | 1.9487e-05 | -0.015519 | 0.0081963 | 0.0078102 | 0.0081963 | 1.0399 | -2.8122 | 1.0399 | -2.8165 | 2.6873
215 | 0.12811 | -0.2505 | -0.1281 | 0.23659 | 1.5917e-05 | -0.013913 | 0.0078102 | 0.0074682 | 0.0078102 | 1.0399 | -2.8165 | 1.0399 | -2.8201 | 2.5607
216 | 0.1281 | -0.23659 | -0.12809 | 0.2255 | 1.1688e-05 | -0.011086 | 0.0074682 | 0.0071989 | 0.0074682 | 1.0399 | -2.8201 | 1.0399 | -2.8229 | 2.4486
217 | 0.027007 | -0.1047 | -0.027006 | 0.10344 | 2.1733e-07 | -0.0012625 | 0.002991 | 0.0029572 | 0.002991 | 1.0436 | -2.2297 | 1.0436 | -2.2298 | 0.98067
218 | 0.027006 | -0.10344 | -0.027004 | 0.087966 | 2.2785e-06 | -0.015475 | 0.0029572 | 0.0025453 | 0.0029572 | 1.0436 | -2.2298 | 1.0436 | -2.2312 | 0.96959
219 | 0.027004 | -0.087966 | -0.027003 | 0.07916 | 1.0112e-06 | -0.0088058 | 0.0025453 | 0.0023136 | 0.0025453 | 1.0436 | -2.2312 | 1.0436 | -2.232 | 0.83454
220 | 0.018003 | -0.08216 | -0.018002 | 0.075879 | 6.1424e-07 | -0.0062807 | 0.0023266 | 0.0021572 | 0.0023266 | 1.0436 | -2.232 | 1.0436 | -2.2324 | 0.76281
221 | 0.018002 | -0.075879 | -0.018001 | 0.060145 | 1.1596e-06 | -0.015734 | 0.0021572 | 0.0017366 | 0.0021572 | 1.0436 | -2.2324 | 1.0436 | -2.2335 | 0.70728
222 | 6.3039e-08 | -0.024248 | -1.2344e-09 | 0.010309 | 6.1805e-08 | -0.013939 | 0.00067031 | 0.00028498 | 0.00067031 | 1.0443 | -2.0679 | 1.0443 | -2.0681 | 0.21977
223 | 0.86137 | 0.21867 | -0.86118 | -0.23197 | 0.00019272 | -0.013305 | 0.024683 | 0.024778 | 0.024778 | 1.0393 | -2.8206 | 1.0391 | -2.8256 | 7.0192
224 | 0.35812 | 0.049241 | -0.35802 | -0.091073 | 0.00010113 | -0.041832 | 0.010044 | 0.010268 | 0.010268 | 1.0389 | -2.8005 | 1.0386 | -2.808 | 2.9087
225 | 0.35802 | 0.091073 | -0.35801 | -0.095019 | 9.8117e-06 | -0.0039461 | 0.010268 | 0.010295 | 0.010295 | 1.0386 | -2.808 | 1.0386 | -2.8086 | 2.9165
226 | 1.0264 | 0.23907 | -1.0263 | -0.24593 | 0.00014127 | -0.0068537 | 0.029345 | 0.02939 | 0.02939 | 1.0367 | -2.85 | 1.0366 | -2.8533 | 8.1638
227 | 1.0395 | 0.23556 | -1.0394 | -0.24307 | 0.0001317 | -0.0075101 | 0.029676 | 0.029723 | 0.029723 | 1.0369 | -2.8482 | 1.0367 | -2.85 | 9.7452
228 | 1.0397 | 0.2265 | -1.0395 | -0.23556 | 0.00015838 | -0.0090658 | 0.02962 | 0.029676 | 0.029676 | 1.037 | -2.8461 | 1.0369 | -2.8482 | 9.7297
229 | 1.0824 | 0.20521 | -1.0821 | -0.22056 | 0.00028714 | -0.015351 | 0.030646 | 0.030729 | 0.030729 | 1.0377 | -2.8368 | 1.0374 | -2.841 | 10.0752
230 | 1.0821 | 0.22056 | -1.0818 | -0.23533 | 0.00027799 | -0.014771 | 0.030729 | 0.030815 | 0.030815 | 1.0374 | -2.841 | 1.0371 | -2.8448 | 10.1032
231 | 1.0818 | 0.23533 | -1.0817 | -0.2405 | 9.7608e-05 | -0.0051647 | 0.030815 | 0.030846 | 0.030846 | 1.0371 | -2.8448 | 1.037 | -2.8461 | 10.1134
232 | 0.14625 | -0.32965 | -0.14624 | 0.32654 | 6.076e-06 | -0.0031156 | 0.010011 | 0.0099318 | 0.010011 | 1.0399 | -2.7902 | 1.0399 | -2.7913 | 3.2822
233 | 0.14624 | -0.32654 | -0.14623 | 0.31931 | 1.3726e-05 | -0.007227 | 0.0099318 | 0.0097489 | 0.0099318 | 1.0399 | -2.7913 | 1.0399 | -2.7937 | 3.2563
234 | 0.14623 | -0.31931 | -0.14618 | 0.29483 | 4.2787e-05 | -0.024477 | 0.0097489 | 0.009135 | 0.0097489 | 1.0399 | -2.7937 | 1.0399 | -2.8017 | 3.1964
235 | 0.14618 | -0.29483 | -0.14617 | 0.2861 | 1.3962e-05 | -0.0087379 | 0.009135 | 0.0089181 | 0.009135 | 1.0399 | -2.8017 | 1.0399 | -2.8044 | 2.9951
236 | 0.42706 | -0.55135 | -0.42698 | 0.54151 | 8.4687e-05 | -0.0098346 | 0.019292 | 0.019077 | 0.019292 | 1.0435 | -2.1552 | 1.0435 | -2.1636 | 5.359
237 | 0.42698 | -0.54151 | -0.4269 | 0.53208 | 7.9469e-05 | -0.0094355 | 0.019077 | 0.018871 | 0.019077 | 1.0435 | -2.1636 | 1.0435 | -2.1716 | 5.2991
238 | 0.42714 | -0.56015 | -0.42706 | 0.55135 | 7.7415e-05 | -0.0088002 | 0.019487 | 0.019292 | 0.019487 | 1.0435 | -2.1476 | 1.0435 | -2.1552 | 5.413
239 | 0.88733 | -0.65726 | -0.88707 | 0.64279 | 0.0002619 | -0.014471 | 0.030514 | 0.030275 | 0.030514 | 1.0447 | -2.0378 | 1.0445 | -2.0512 | 10.0045
240 | 0.88707 | -0.64279 | -0.8868 | 0.62765 | 0.00026977 | -0.015145 | 0.030275 | 0.03003 | 0.030275 | 1.0445 | -2.0512 | 1.0444 | -2.065 | 9.9264
241 | 0.8868 | -0.62765 | -0.88662 | 0.61733 | 0.00018136 | -0.01032 | 0.03003 | 0.029864 | 0.03003 | 1.0444 | -2.065 | 1.0443 | -2.0743 | 9.8458
242 | 0.88662 | -0.61733 | -0.8862 | 0.59274 | 0.00042426 | -0.024592 | 0.029864 | 0.029478 | 0.029864 | 1.0443 | -2.0743 | 1.0441 | -2.096 | 9.7916
243 | 0.8859 | -0.57506 | -0.88585 | 0.57194 | 5.2045e-05 | -0.0031172 | 0.029207 | 0.02916 | 0.029207 | 1.0439 | -2.1114 | 1.0439 | -2.114 | 9.576
244 | 0.88585 | -0.57194 | -0.88552 | 0.55237 | 0.00032294 | -0.019569 | 0.02916 | 0.028867 | 0.02916 | 1.0439 | -2.114 | 1.0437 | -2.1307 | 9.5605
245 | 0.88552 | -0.55237 | -0.88527 | 0.53679 | 0.00025261 | -0.015581 | 0.028867 | 0.02864 | 0.028867 | 1.0437 | -2.1307 | 1.0435 | -2.1436 | 9.4647
246 | 0.8862 | -0.59274 | -0.8859 | 0.57506 | 0.00029831 | -0.017677 | 0.029478 | 0.029207 | 0.029478 | 1.0441 | -2.096 | 1.0439 | -2.1114 | 9.6649
247 | 1.9846 | 0.48081 | -1.9845 | -0.48199 | 7.7087e-05 | -0.0011821 | 0.056741 | 0.056749 | 0.056749 | 1.0389 | -2.7932 | 1.0388 | -2.7937 | 18.6063
248 | 0.46469 | -0.11244 | -0.46466 | 0.10185 | 3.5787e-05 | -0.010587 | 0.013214 | 0.013148 | 0.013214 | 1.0445 | -2.0467 | 1.0444 | -2.0497 | 4.3324
249 | 0.12503 | -0.18878 | -0.12502 | 0.1791 | 7.1306e-06 | -0.0096755 | 0.0062638 | 0.0060423 | 0.0062638 | 1.0435 | -2.3051 | 1.0435 | -2.3071 | 2.0537
250 | 0.03 | -0.0066994 | -0.03 | -0.009 | 2.1076e-07 | -0.015699 | 0.00085036 | 0.00086646 | 0.00086646 | 1.0435 | -2.3091 | 1.0435 | -2.3093 | 0.28409
251 | 0.036014 | -0.1333 | -0.03601 | 0.11711 | 4.091e-06 | -0.016186 | 0.0038195 | 0.0033892 | 0.0038195 | 1.0436 | -2.226 | 1.0436 | -2.228 | 1.2523
252 | 0.03601 | -0.11711 | -0.036007 | 0.1017 | 3.0441e-06 | -0.015409 | 0.0033892 | 0.0029844 | 0.0033892 | 1.0436 | -2.228 | 1.0436 | -2.2297 | 1.1112
253 | 1.7384e-08 | -0.014547 | -2.5944e-09 | 0.0083033 | 1.4789e-08 | -0.0062441 | 0.00040436 | 0.0002308 | 0.00040436 | 1.0385 | -2.8094 | 1.0386 | -2.8095 | 0.11232
254 | 2.5962e-09 | -0.0083033 | 8.9712e-13 | -9.8972e-13 | 2.5971e-09 | -0.0083033 | 0.0002308 | 3.713e-14 | 0.0002308 | 1.0386 | -2.8095 | 1.0386 | -2.8095 | 0.06411
255 | -0.29803 | -0.029322 | 0.29805 | 0.014527 | 1.9663e-05 | -0.014795 | 0.0082817 | 0.0082517 | 0.0082817 | 1.0439 | -2.0806 | 1.0439 | -2.0791 | 2.7153
256 | -0.29805 | -0.014527 | 0.29806 | 0.0088933 | 7.4578e-06 | -0.0056337 | 0.0082517 | 0.0082455 | 0.0082517 | 1.0439 | -2.0791 | 1.044 | -2.0784 | 2.7055
257 | -0.29806 | -0.0088933 | 0.29808 | -0.0065847 | 2.0456e-05 | -0.015478 | 0.0082455 | 0.0082439 | 0.0082455 | 1.044 | -2.0784 | 1.044 | -2.0765 | 2.7035
258 | 0.23203 | 0.0083221 | -0.23202 | -0.024283 | 1.5363e-05 | -0.01596 | 0.0064208 | 0.0064518 | 0.0064518 | 1.0439 | -2.0806 | 1.0438 | -2.0829 | 1.7922
259 | -0.166 | -0.044274 | 0.16601 | 0.028571 | 6.7515e-06 | -0.015702 | 0.0047519 | 0.0046589 | 0.0047519 | 1.0437 | -2.0848 | 1.0437 | -2.0843 | 1.558
260 | -0.16601 | -0.028571 | 0.16601 | 0.012867 | 6.5417e-06 | -0.015704 | 0.0046589 | 0.0046052 | 0.0046589 | 1.0437 | -2.0843 | 1.0438 | -2.0835 | 1.5275
261 | -0.16601 | -0.012867 | 0.16602 | 0.0032825 | 3.9405e-06 | -0.0095849 | 0.0046052 | 0.0045923 | 0.0046052 | 1.0438 | -2.0835 | 1.0438 | -2.0829 | 1.5099
262 | 0.054027 | -0.21361 | -0.054017 | 0.19847 | 1.0374e-05 | -0.015137 | 0.0061163 | 0.0057097 | 0.0061163 | 1.0399 | -2.8376 | 1.04 | -2.8406 | 2.0054
263 | 0.054017 | -0.19847 | -0.054014 | 0.19407 | 2.756e-06 | -0.0044032 | 0.0057097 | 0.0055919 | 0.0057097 | 1.04 | -2.8406 | 1.04 | -2.8415 | 1.872
264 | 0.027011 | -0.12308 | -0.027008 | 0.1072 | 3.3543e-06 | -0.015881 | 0.0034979 | 0.0030688 | 0.0034979 | 1.04 | -2.8415 | 1.04 | -2.8432 | 1.1469
265 | 0.027008 | -0.1072 | -0.027005 | 0.091194 | 2.5551e-06 | -0.01601 | 0.0030688 | 0.00264 | 0.0030688 | 1.04 | -2.8432 | 1.04 | -2.8448 | 1.0062
266 | 0.027005 | -0.091194 | -0.027003 | 0.075376 | 1.8308e-06 | -0.015817 | 0.00264 | 0.0022225 | 0.00264 | 1.04 | -2.8448 | 1.04 | -2.8461 | 0.86558
267 | 0.027003 | -0.075376 | -0.027002 | 0.065796 | 8.262e-07 | -0.0095806 | 0.0022225 | 0.0019742 | 0.0022225 | 1.04 | -2.8461 | 1.04 | -2.8468 | 0.72869
268 | 0.0090025 | -0.071796 | -0.0090018 | 0.062183 | 6.6309e-07 | -0.0096129 | 0.0020085 | 0.0017441 | 0.0020085 | 1.04 | -2.8468 | 1.04 | -2.8474 | 0.65853
269 | 0.0090018 | -0.062183 | -0.0090011 | 0.047008 | 7.0147e-07 | -0.015175 | 0.0017441 | 0.0013285 | 0.0017441 | 1.04 | -2.8474 | 1.04 | -2.8481 | 0.57182
270 | 0.08301 | -0.090964 | -0.083007 | 0.078115 | 2.6869e-06 | -0.01285 | 0.0034067 | 0.0031532 | 0.0034067 | 1.0435 | -2.3106 | 1.0435 | -2.3119 | 1.117
271 | 0.083007 | -0.078115 | -0.083004 | 0.06232 | 2.7812e-06 | -0.015795 | 0.0031532 | 0.0028715 | 0.0031532 | 1.0435 | -2.3119 | 1.0435 | -2.3134 | 1.0339
272 | 0.083004 | -0.06232 | -0.083002 | 0.047237 | 2.2222e-06 | -0.015083 | 0.0028715 | 0.0026421 | 0.0028715 | 1.0435 | -2.3134 | 1.0435 | -2.3146 | 0.94146
273 | 0.018 | -0.03011 | -0.018 | 0.026589 | 7.0686e-08 | -0.0035205 | 0.00097049 | 0.0008883 | 0.00097049 | 1.0435 | -2.3146 | 1.0435 | -2.3148 | 0.26958
274 | 0.056002 | -0.020128 | -0.056002 | 0.019383 | 3.9114e-08 | -0.00074445 | 0.0016463 | 0.0016395 | 0.0016463 | 1.0435 | -2.3146 | 1.0435 | -2.3147 | 0.53977
275 | 0.056002 | -0.019383 | -0.056001 | 0.009317 | 5.0116e-07 | -0.010066 | 0.0016395 | 0.0015706 | 0.0016395 | 1.0435 | -2.3147 | 1.0435 | -2.315 | 0.53753
276 | 0.056001 | -0.009317 | -0.056001 | 0.0060803 | 1.5407e-07 | -0.0032367 | 0.0015706 | 0.0015584 | 0.0015706 | 1.0435 | -2.315 | 1.0435 | -2.3151 | 0.51494
277 | 0.056001 | -0.0060803 | -0.056 | -0.0091318 | 7.1124e-07 | -0.015212 | 0.0015584 | 0.0015697 | 0.0015697 | 1.0435 | -2.3151 | 1.0434 | -2.3155 | 0.51467
278 | 0.0090013 | -0.063145 | -0.0090008 | 0.052914 | 5.2529e-07 | -0.010231 | 0.0017643 | 0.0014847 | 0.0017643 | 1.0436 | -2.2335 | 1.0436 | -2.234 | 0.57847
279 | 0.0090008 | -0.052914 | -0.0090003 | 0.037147 | 4.9504e-07 | -0.015767 | 0.0014847 | 0.0010573 | 0.0014847 | 1.0436 | -2.234 | 1.0436 | -2.2347 | 0.48679
280 | 0.0090003 | -0.037147 | -0.0090003 | 0.036176 | 2.0609e-08 | -0.00097129 | 0.0010573 | 0.0010312 | 0.0010573 | 1.0436 | -2.2347 | 1.0436 | -2.2347 | 0.34664
281 | 0.0090003 | -0.036176 | -0.0090001 | 0.020829 | 2.0413e-07 | -0.015346 | 0.0010312 | 0.00062764 | 0.0010312 | 1.0436 | -2.2347 | 1.0436 | -2.2351 | 0.33809
282 | 1.6455 | 0.37099 | -1.6453 | -0.37513 | 0.00018282 | -0.0041464 | 0.046874 | 0.0469 | 0.0469 | 1.0388 | -2.7937 | 1.0387 | -2.7952 | 15.3769
283 | 1.6453 | 0.37513 | -1.6449 | -0.38515 | 0.00044265 | -0.010016 | 0.0469 | 0.046964 | 0.046964 | 1.0387 | -2.7952 | 1.0384 | -2.7989 | 15.3979
284 | 1.6449 | 0.38515 | -1.6443 | -0.39792 | 0.00056654 | -0.01277 | 0.046964 | 0.047048 | 0.047048 | 1.0384 | -2.7989 | 1.0381 | -2.8034 | 15.4255
285 | 1.5623 | 0.37092 | -1.5618 | -0.38371 | 0.00051227 | -0.012786 | 0.044655 | 0.04474 | 0.04474 | 1.0381 | -2.8034 | 1.0377 | -2.8076 | 14.6689
286 | 1.5618 | 0.38371 | -1.5612 | -0.39824 | 0.00058517 | -0.014534 | 0.04474 | 0.04484 | 0.04484 | 1.0377 | -2.8076 | 1.0373 | -2.8123 | 14.7018
287 | 1.5612 | 0.39824 | -1.5611 | -0.40163 | 0.00013688 | -0.0033883 | 0.04484 | 0.044864 | 0.044864 | 1.0373 | -2.8123 | 1.0372 | -2.8134 | 14.7096
288 | 0.60625 | -0.0045788 | -0.60622 | -0.0066718 | 3.0881e-05 | -0.011251 | 0.016757 | 0.016758 | 0.016758 | 1.0444 | -2.059 | 1.0444 | -2.063 | 3.683
289 | 0.86152 | 0.032815 | -0.86145 | -0.043915 | 6.3074e-05 | -0.0111 | 0.023942 | 0.023955 | 0.023955 | 1.0395 | -2.8098 | 1.0394 | -2.8154 | 5.2649
290 | 4.0671e-06 | -0.11824 | -4.0419e-06 | 0.11801 | 2.5192e-08 | -0.00023795 | 0.0032841 | 0.0032775 | 0.0032841 | 1.0394 | -2.8205 | 1.0394 | -2.8205 | 0.72178
291 | 4.0419e-06 | -0.11801 | -3.9586e-06 | 0.11721 | 8.3222e-08 | -0.00079317 | 0.0032775 | 0.0032554 | 0.0032775 | 1.0394 | -2.8205 | 1.0394 | -2.8206 | 0.72032
292 | 0.60622 | 0.0066718 | -0.6062 | -0.015927 | 2.5414e-05 | -0.0092549 | 0.016758 | 0.016763 | 0.016763 | 1.0444 | -2.063 | 1.0443 | -2.0663 | 3.6841
293 | 0.86145 | 0.043915 | -0.8614 | -0.053046 | 5.1953e-05 | -0.0091306 | 0.023955 | 0.02397 | 0.02397 | 1.0394 | -2.8154 | 1.0394 | -2.82 | 5.2681
294 | 5.1203e-06 | -0.12745 | -4.0671e-06 | 0.11824 | 1.0533e-06 | -0.0092006 | 0.0035397 | 0.0032841 | 0.0035397 | 1.0394 | -2.82 | 1.0394 | -2.8205 | 0.77795
295 | -1.8983e-12 | 6.8549e-14 | 4.9297e-10 | -0.0048018 | 4.9107e-10 | -0.0048018 | 5.251e-14 | 0.00013274 | 0.00013274 | 1.0443 | -2.0681 | 1.0443 | -2.0681 | 0.036873
296 | 0 | 0 | 0 | 0 | 0 | 0 | 0 | 0 | 0 | 1.0394 | -2.82 | 1.0443 | -2.0681 | 0
297 | 0.8614 | 0.21702 | -0.86138 | -0.21834 | 1.8998e-05 | -0.0013177 | 0.024672 | 0.024681 | 0.024681 | 1.0394 | -2.82 | 1.0394 | -2.8205 | 6.8558
298 | 0.86138 | 0.21834 | -0.86137 | -0.21867 | 4.7518e-06 | -0.00032943 | 0.024681 | 0.024683 | 0.024683 | 1.0394 | -2.8205 | 1.0393 | -2.8206 | 6.8565
299 | 0.38615 | -0.0029806 | -0.38614 | -0.0010413 | 1.0666e-05 | -0.0040219 | 0.010675 | 0.010675 | 0.010675 | 1.0442 | -2.0703 | 1.0442 | -2.0714 | 3.0242
300 | 0.38618 | -0.017294 | -0.38615 | 0.0029806 | 3.798e-05 | -0.014313 | 0.010686 | 0.010675 | 0.010686 | 1.0443 | -2.0663 | 1.0442 | -2.0703 | 2.9683
301 | 0.22001 | 0.038489 | -0.22 | -0.047752 | 8.2685e-06 | -0.0092626 | 0.0061741 | 0.0062233 | 0.0062233 | 1.0443 | -2.0669 | 1.0443 | -2.0679 | 1.7287
302 | 0.22001 | 0.03322 | -0.22001 | -0.038489 | 4.6497e-06 | -0.0052693 | 0.0061506 | 0.0061741 | 0.0061741 | 1.0443 | -2.0663 | 1.0443 | -2.0669 | 1.715
303 | 0 | 0 | 0 | 0 | 0 | 0 | 0 | 0 | 0 | 1.0443 | -2.0663 | 1.0385 | -2.8094 | 0
304 | 0.12502 | -0.1791 | -0.12501 | 0.16998 | 6.2669e-06 | -0.0091255 | 0.0060423 | 0.005837 | 0.0060423 | 1.0435 | -2.3071 | 1.0435 | -2.309 | 1.9811
305 | 0.03 | -0.012364 | -0.03 | 0.0066994 | 8.3601e-08 | -0.0056648 | 0.00089764 | 0.00085036 | 0.00089764 | 1.0435 | -2.309 | 1.0435 | -2.3091 | 0.29431
306 | 0.12501 | -0.16998 | -0.12501 | 0.16978 | 1.2872e-07 | -0.00019416 | 0.005837 | 0.0058327 | 0.005837 | 1.0435 | -2.309 | 1.0435 | -2.309 | 1.9138
307 | 0.03 | -0.012558 | -0.03 | 0.012364 | 3.0683e-09 | -0.00019422 | 0.0008997 | 0.00089764 | 0.0008997 | 1.0435 | -2.309 | 1.0435 | -2.309 | 0.29498
308 | 0.12506 | -0.19648 | -0.12503 | 0.1959 | 2.6902e-05 | -0.00058792 | 0.0064432 | 0.0064289 | 0.0064432 | 1.0435 | -2.2947 | 1.0435 | -2.3036 | 2.7418
309 | 0.12503 | -0.1959 | -0.12503 | 0.18878 | 5.5819e-06 | -0.007119 | 0.0064289 | 0.0062638 | 0.0064289 | 1.0435 | -2.3036 | 1.0435 | -2.3051 | 2.1078
310 | 0.012001 | -0.052925 | -0.012001 | 0.045383 | 2.8759e-07 | -0.0075422 | 0.0015013 | 0.0012986 | 0.0015013 | 1.0435 | -2.309 | 1.0435 | -2.3094 | 0.49222
311 | 0.012001 | -0.045383 | -0.012 | 0.028809 | 3.7524e-07 | -0.016574 | 0.0012986 | 0.00086334 | 0.0012986 | 1.0435 | -2.3094 | 1.0435 | -2.31 | 0.42577
312 | 0.3195 | -0.53875 | -0.31949 | 0.53736 | 8.117e-06 | -0.0013882 | 0.017326 | 0.017293 | 0.017326 | 1.0436 | -2.2168 | 1.0436 | -2.2176 | 5.6808
313 | 0.036017 | -0.14495 | -0.036014 | 0.1333 | 3.5841e-06 | -0.011653 | 0.0041316 | 0.0038195 | 0.0041316 | 1.0436 | -2.2245 | 1.0436 | -2.226 | 1.3546
314 | -0.31944 | 0.5279 | 0.31946 | -0.53113 | 1.8436e-05 | -0.0032286 | 0.017068 | 0.017145 | 0.017145 | 1.0436 | -2.2231 | 1.0436 | -2.2213 | 5.6213
315 | -0.31946 | 0.53113 | 0.31949 | -0.53736 | 3.6051e-05 | -0.006231 | 0.017145 | 0.017293 | 0.017293 | 1.0436 | -2.2213 | 1.0436 | -2.2176 | 5.6699
316 | 0.036021 | -0.1544 | -0.036017 | 0.14495 | 3.3362e-06 | -0.0094517 | 0.0043858 | 0.0041316 | 0.0043858 | 1.0436 | -2.2231 | 1.0436 | -2.2245 | 1.438
317 | 0.018007 | -0.065181 | -0.018006 | 0.06039 | 3.0438e-07 | -0.0047912 | 0.0018706 | 0.0017432 | 0.0018706 | 1.0436 | -2.2231 | 1.0436 | -2.2234 | 0.61331
318 | 0.25641 | -0.31132 | -0.2564 | 0.30679 | 1.0883e-05 | -0.0045271 | 0.011157 | 0.01106 | 0.011157 | 1.0436 | -2.2231 | 1.0436 | -2.2248 | 3.6579
319 | 0.2564 | -0.30679 | -0.25637 | 0.29311 | 3.1752e-05 | -0.013679 | 0.01106 | 0.010772 | 0.01106 | 1.0436 | -2.2248 | 1.0435 | -2.2298 | 3.6263
320 | 0.25637 | -0.29311 | -0.25636 | 0.29094 | 4.8776e-06 | -0.0021666 | 0.010772 | 0.010727 | 0.010772 | 1.0435 | -2.2298 | 1.0435 | -2.2305 | 3.5319
321 | 0.25636 | -0.29094 | -0.25636 | 0.28839 | 5.6988e-06 | -0.0025546 | 0.010727 | 0.010674 | 0.010727 | 1.0435 | -2.2305 | 1.0435 | -2.2314 | 3.5171
322 | 0.25636 | -0.28839 | -0.25632 | 0.27264 | 3.3904e-05 | -0.015748 | 0.010674 | 0.010352 | 0.010674 | 1.0435 | -2.2314 | 1.0435 | -2.2369 | 3.4997
323 | 0.25632 | -0.27264 | -0.2563 | 0.25799 | 2.9724e-05 | -0.014649 | 0.010352 | 0.010061 | 0.010352 | 1.0435 | -2.2369 | 1.0435 | -2.2417 | 3.3942
324 | 0.2263 | -0.26699 | -0.22627 | 0.25373 | 2.3524e-05 | -0.013259 | 0.0096825 | 0.0094054 | 0.0096825 | 1.0435 | -2.2417 | 1.0435 | -2.2459 | 3.1746
325 | 0.0090013 | -0.062592 | -0.0090007 | 0.051196 | 5.6301e-07 | -0.011396 | 0.0017492 | 0.0014379 | 0.0017492 | 1.0436 | -2.2285 | 1.0436 | -2.2291 | 0.57352
326 | 0.0090007 | -0.051196 | -0.0090002 | 0.034167 | 4.8246e-07 | -0.017029 | 0.0014379 | 0.00097736 | 0.0014379 | 1.0436 | -2.2291 | 1.0436 | -2.2298 | 0.47144
327 | 0.0090002 | -0.034167 | -0.0090001 | 0.028534 | 8.9234e-08 | -0.0056333 | 0.00097736 | 0.00082762 | 0.00097736 | 1.0436 | -2.2298 | 1.0436 | -2.23 | 0.32045
328 | 0.0090001 | -0.028534 | -0.009 | 0.012475 | 1.1989e-07 | -0.016058 | 0.00082762 | 0.00042552 | 0.00082762 | 1.0436 | -2.23 | 1.0436 | -2.2303 | 0.27135
329 | 0.009 | -0.012475 | -0.009 | -0.003 | 2.3836e-08 | -0.015475 | 0.00042552 | 0.00026242 | 0.00042552 | 1.0436 | -2.2303 | 1.0436 | -2.2304 | 0.13951
330 | 0.0090001 | -0.020829 | -0.009 | 0.0054827 | 5.8054e-08 | -0.015347 | 0.00062764 | 0.00029151 | 0.00062764 | 1.0436 | -2.2351 | 1.0436 | -2.2354 | 0.20579
331 | 0.009 | -0.0054827 | -0.009 | -0.003 | 1.0425e-08 | -0.0084827 | 0.00029151 | 0.00026242 | 0.00029151 | 1.0436 | -2.2354 | 1.0436 | -2.2354 | 0.095576
332 | -0.45001 | -0.093874 | 0.45003 | 0.085058 | 2.7736e-05 | -0.0088152 | 0.012723 | 0.012676 | 0.012723 | 1.043 | -2.0888 | 1.043 | -2.0879 | 4.1716
333 | -0.45003 | -0.085058 | 0.45008 | 0.069168 | 4.9497e-05 | -0.01589 | 0.012676 | 0.012601 | 0.012676 | 1.043 | -2.0879 | 1.0432 | -2.086 | 4.156
334 | -0.46408 | -0.073168 | 0.46413 | 0.058568 | 4.7912e-05 | -0.0146 | 0.013001 | 0.012944 | 0.013001 | 1.0432 | -2.086 | 1.0433 | -2.084 | 4.2627
335 | -0.46413 | -0.058568 | 0.46418 | 0.042575 | 5.2044e-05 | -0.015993 | 0.012944 | 0.012896 | 0.012944 | 1.0433 | -2.084 | 1.0434 | -2.0816 | 4.2441
336 | -0.46418 | -0.042575 | 0.46423 | 0.02981 | 4.1292e-05 | -0.012765 | 0.012896 | 0.012869 | 0.012896 | 1.0434 | -2.0816 | 1.0435 | -2.0796 | 4.2283
337 | -0.46423 | -0.02981 | 0.46425 | 0.021245 | 2.7618e-05 | -0.0085651 | 0.012869 | 0.012856 | 0.012869 | 1.0435 | -2.0796 | 1.0436 | -2.0781 | 4.2193
338 | -0.46425 | -0.021245 | 0.46428 | 0.013778 | 2.4036e-05 | -0.007467 | 0.012856 | 0.012848 | 0.012856 | 1.0436 | -2.0781 | 1.0436 | -2.0768 | 4.2151
339 | -0.46428 | -0.013778 | 0.46433 | -0.0023544 | 5.1857e-05 | -0.016133 | 0.012848 | 0.012843 | 0.012848 | 1.0436 | -2.0768 | 1.0437 | -2.0738 | 4.2125
340 | -0.46433 | 0.0023544 | 0.46436 | -0.011538 | 2.9516e-05 | -0.0091834 | 0.012843 | 0.012846 | 0.012846 | 1.0437 | -2.0738 | 1.0438 | -2.072 | 4.2119
341 | 4.1457e-07 | -0.056539 | -9.7467e-09 | 0.017272 | 4.0483e-07 | -0.039267 | 0.0015695 | 0.00047945 | 0.0015695 | 1.0399 | -2.7807 | 1.0399 | -2.7814 | 0.34495
342 | 9.7499e-09 | -0.017272 | -9.1793e-14 | -1.8894e-12 | 9.7499e-09 | -0.017272 | 0.00047945 | 5.251e-14 | 0.00047945 | 1.0399 | -2.7814 | 1.0399 | -2.7814 | 0.10537
343 | 0 | 0 | 0 | 0 | 0 | 0 | 0 | 0 | 0 | 1.0394 | -2.8203 | 1.0399 | -2.7814 | 0
344 | 9.2434e-08 | -0.03653 | 1.5476e-12 | -2.2058e-12 | 9.2436e-08 | -0.03653 | 0.0010146 | 7.4838e-14 | 0.0010146 | 1.0394 | -2.82 | 1.0394 | -2.8203 | 0.22298
345 | 0.083013 | -0.1043 | -0.08301 | 0.090964 | 3.2622e-06 | -0.013335 | 0.0036876 | 0.0034067 | 0.0036876 | 1.0435 | -2.309 | 1.0435 | -2.3106 | 1.2091
346 | 0.018 | -0.0071097 | -0.018 | -0.006 | 6.3328e-08 | -0.01311 | 0.00053539 | 0.00052489 | 0.00053539 | 1.0435 | -2.2951 | 1.0435 | -2.2952 | 0.17554
347 | 0.018 | -0.011318 | -0.018 | 0.0071097 | 2.5629e-08 | -0.0042081 | 0.00058821 | 0.00053539 | 0.00058821 | 1.0435 | -2.295 | 1.0435 | -2.2951 | 0.19286
348 | 0.018 | -0.013033 | -0.018 | 0.011318 | 1.2066e-08 | -0.0017156 | 0.00061479 | 0.00058821 | 0.00061479 | 1.0435 | -2.295 | 1.0435 | -2.295 | 0.20157
349 | 0.018 | -0.016432 | -0.018 | 0.013033 | 2.7393e-08 | -0.0033988 | 0.00067424 | 0.00061479 | 0.00067424 | 1.0435 | -2.2949 | 1.0435 | -2.295 | 0.22106
350 | 0.018 | -0.032617 | -0.018 | 0.016432 | 2.231e-07 | -0.016185 | 0.0010306 | 0.00067424 | 0.0010306 | 1.0435 | -2.2945 | 1.0435 | -2.2949 | 0.3379
351 | 0.018001 | -0.048802 | -0.018 | 0.032617 | 4.7762e-07 | -0.016185 | 0.001439 | 0.0010306 | 0.001439 | 1.0435 | -2.2938 | 1.0435 | -2.2945 | 0.47179
352 | 0.018001 | -0.053754 | -0.018001 | 0.048802 | 2.1787e-07 | -0.0049525 | 0.0015682 | 0.001439 | 0.0015682 | 1.0435 | -2.2936 | 1.0435 | -2.2938 | 0.51417
353 | 0.19909 | -0.25857 | -0.19907 | 0.25837 | 1.8436e-05 | -0.00019648 | 0.0090278 | 0.0090231 | 0.0090278 | 1.0435 | -2.2891 | 1.0435 | -2.2935 | 3.8416
354 | 0.18107 | -0.20348 | -0.18106 | 0.20343 | 4.8538e-06 | -5.4798e-05 | 0.0075352 | 0.007534 | 0.0075352 | 1.0435 | -2.2935 | 1.0435 | -2.2947 | 4.4325
355 | 0.018001 | -0.054887 | -0.018001 | 0.053754 | 5.5261e-08 | -0.0011329 | 0.001598 | 0.0015682 | 0.001598 | 1.0435 | -2.2935 | 1.0435 | -2.2936 | 0.52393
356 | 6.1229e-07 | -0.050043 | -1.8688e-07 | 0.03389 | 4.254e-07 | -0.016153 | 0.0013858 | 0.00093845 | 0.0013858 | 1.0425 | -2.0862 | 1.0425 | -2.0868 | 0.45435
357 | 1.8688e-07 | -0.03389 | -8.5388e-08 | 0.026427 | 1.015e-07 | -0.0074628 | 0.00093845 | 0.00073179 | 0.00093845 | 1.0425 | -2.0868 | 1.0425 | -2.087 | 0.30769
358 | -4.0524e-09 | 0.010274 | 8.5387e-08 | -0.026427 | 8.1335e-08 | -0.016153 | 0.00028449 | 0.00073179 | 0.00073179 | 1.0425 | -2.0873 | 1.0425 | -2.087 | 0.23993
359 | -9.6478e-13 | -4.3922e-13 | 4.0548e-09 | -0.010274 | 4.0538e-09 | -0.010274 | 2.9354e-14 | 0.00028449 | 0.00028449 | 1.0425 | -2.0873 | 1.0425 | -2.0873 | 0.093274
360 | 7.4094e-10 | -0.005507 | 9.4913e-13 | -3.4274e-14 | 7.4189e-10 | -0.005507 | 0.00015224 | 2.6255e-14 | 0.00015224 | 1.0443 | -2.0681 | 1.0443 | -2.0681 | 0.042288
361 | 0.035001 | -0.015715 | -0.035 | -0.011 | 5.9746e-07 | -0.026715 | 0.0010669 | 0.0010202 | 0.0010669 | 1.0381 | -2.8916 | 1.0381 | -2.8923 | 0.30222
362 | -0.077002 | -0.023427 | 0.077008 | 0.022471 | 6.9883e-06 | -0.00095512 | 0.0022268 | 0.0022192 | 0.0022268 | 1.0434 | -2.1479 | 1.0435 | -2.1461 | 1.3099
363 | 0.087012 | -0.064781 | -0.08701 | 0.064494 | 2.7649e-06 | -0.0002876 | 0.003001 | 0.0029962 | 0.003001 | 1.0435 | -2.1461 | 1.0435 | -2.1481 | 1.277
364 | -0.16402 | 0.04231 | 0.16403 | -0.042491 | 6.0096e-06 | -0.00018171 | 0.004686 | 0.0046873 | 0.0046873 | 1.0435 | -2.1461 | 1.0435 | -2.1443 | 2.7572
365 | 0.27003 | 0.0066261 | -0.27002 | -0.0068833 | 1.617e-05 | -0.00025726 | 0.0074793 | 0.0074795 | 0.0074795 | 1.0426 | -2.0829 | 1.0425 | -2.086 | 3.1828
366 | -0.27002 | -0.0082542 | 0.27002 | 0.0072511 | 1.3093e-06 | -0.0010031 | 0.0074806 | 0.0074798 | 0.0074806 | 1.0425 | -2.0862 | 1.0425 | -2.0861 | 2.0779
367 | -0.27002 | -0.0072511 | 0.27002 | 0.0068833 | 4.8e-07 | -0.00036779 | 0.0074798 | 0.0074795 | 0.0074798 | 1.0425 | -2.0861 | 1.0425 | -2.086 | 2.0777
368 | 9.6392 | 0.99296 | -9.6391 | -0.99296 | 0.00013981 | -6.7562e-06 | 0.26777 | 0.26777 | 0.26777 | 1.0447 | -2.0368 | 1.0447 | -2.0378 | 58.85
369 | 0 | 0 | 0 | 0 | 0 | 0 | 0 | 0 | 0 | 1.0447 | -2.0368 | 1.0399 | -2.7807 | 0
370 | 0 | 0 | 0 | 0 | 0 | 0 | 0 | 0 | 0 | 1.04 | -2.7783 | 1.0447 | -2.0378 | 0
371 | 13.1033 | 1.9827 | -13.1031 | -1.9825 | 0.00026389 | 0.00016685 | 0.36787 | 0.36787 | 0.36787 | 1.04 | -2.7783 | 1.0399 | -2.7797 | 80.8503
372 | -10.3052 | -1.8188 | 10.3054 | 1.8189 | 0.00016455 | 2.9313e-05 | 0.29049 | 0.29049 | 0.29049 | 1.0399 | -2.7807 | 1.0399 | -2.7797 | 63.844
373 | 4.0464e-11 | -0.00020034 | -3.2547e-11 | -5.9688e-11 | 7.917e-12 | -0.00020034 | 5.5361e-06 | 1.8786e-12 | 5.5361e-06 | 1.0447 | -2.0378 | 1.0447 | -2.0378 | 0.0012167
374 | 0 | 0 | 0 | 0 | 0 | 0 | 0 | 0 | 0 | 1.0443 | -2.0663 | 1.0394 | -2.82 | 0
375 | 0 | 0 | 0 | 0 | 0 | 0 | 0 | 0 | 0 | 1.0387 | -2.8324 | 1.0414 | -2.0904 | 0
376 | -2.057 | -0.676 | 2.057 | 0.67581 | 7.0246e-06 | -0.00018936 | 0.06002 | 0.060019 | 0.06002 | 1.0414 | -2.0904 | 1.0414 | -2.0902 | 13.1913

## res_trafo
| p_hv_mw | q_hv_mvar | p_lv_mw | q_lv_mvar | pl_mw | ql_mvar | i_hv_ka | i_lv_ka | vm_hv_pu | va_hv_degree | vm_lv_pu | va_lv_degree | loading_percent
0 | 9.6663 | 1.3516 | -9.6392 | -0.99296 | 0.027067 | 0.35869 | 0.048789 | 0.26777 | 1.05 | 0 | 1.0447 | -2.0368 | 23.2388
1 | 13.1368 | 2.6508 | -13.1033 | -1.9827 | 0.033469 | 0.6681 | 0.066991 | 0.36787 | 1.05 | 0 | 1.04 | -2.7783 | 31.9085

## res_trafo3w
p_hv_mw | q_hv_mvar | p_mv_mw | q_mv_mvar | p_lv_mw | q_lv_mvar | pl_mw | ql_mvar | i_hv_ka | i_mv_ka | i_lv_ka | vm_hv_pu | va_hv_degree | vm_mv_pu | va_mv_degree | vm_lv_pu | va_lv_degree | va_internal_degree | vm_internal_pu | loading_percent

## res_impedance
p_from_mw | q_from_mvar | p_to_mw | q_to_mvar | pl_mw | ql_mvar | i_from_ka | i_to_ka

## res_ext_grid
| p_mw | q_mvar
0 | 22.8031 | 4.0024

## res_load
| p_mw | q_mvar
0 | 0.339 | 0.111
1 | 0.082 | 0.027
2 | 0.047 | 0.015
3 | 0.03 | 0.009
4 | 0.047 | 0.015
5 | 0.03 | 0.009
6 | 0.009 | 0.003
7 | 0.009 | 0.003
8 | 0.018 | 0.006
9 | 0.018 | 0.006
10 | 0.009 | 0.003
11 | 0.009 | 0.003
12 | 0.009 | 0.003
13 | 0.018 | 0.006
14 | 0.009 | 0.003
15 | 0.009 | 0.003
16 | 0.009 | 0.003
17 | 0.237 | 0.078
18 | 0.009 | 0.003
19 | 0.009 | 0.003
20 | 0.498 | 0.163
21 | 0.088 | 0.028
22 | 0.295 | 0.097
23 | 0.077 | 0.025
24 | 0.035 | 0.011
25 | 0.083 | 0.027
26 | 0.042 | 0.014
27 | 0.028 | 0.009
28 | 0.193 | 0.063
29 | 0.096 | 0.031
30 | 0.013 | 0.004
31 | 0.207 | 0.068
32 | 0.393 | 0.129
33 | 0.329 | 0.108
34 | 0.035 | 0.011
35 | 0.083 | 0.027
36 | 0.013 | 0.004
37 | 0.207 | 0.068
38 | 0.207 | 0.068
39 | 0.277 | 0.091
40 | 0.021 | 0.007
41 | 0.106 | 0.035
42 | 0.207 | 0.068
43 | 0.035 | 0.011
44 | 0.035 | 0.011
45 | 0.083 | 0.027
46 | 0.042 | 0.014
47 | 0.193 | 0.063
48 | 0.021 | 0.007
49 | 0.07 | 0.023
50 | 0.088 | 0.028
51 | 0.096 | 0.031
52 | 0.671 | 0.22
53 | 0.035 | 0.011
54 | 0.247 | 0.081
55 | 0.283 | 0.093
56 | 0.12 | 0.039
57 | 0.028 | 0.009
58 | 0.077 | 0.025
59 | 0.131 | 0.043
60 | 0.207 | 0.068
61 | 0.207 | 0.068
62 | 0.082 | 0.027
63 | 0.393 | 0.129
64 | 1.258 | 0.413
65 | 0.247 | 0.081
66 | 0.207 | 0.068
67 | 0.06 | 0.02
68 | 0.415 | 0.136
69 | 0.011 | 0.003
70 | 0.073 | 0.024
71 | 0.087 | 0.028
72 | 0.017 | 0.005
73 | 0.135 | 0.044
74 | 1.423 | 0.467
75 | 0.277 | 0.091
76 | 0.224 | 0.073
77 | 0.454 | 0.149
78 | 1.135 | 0.373
79 | 0.082 | 0.027
80 | 0.083 | 0.027
81 | 0.247 | 0.081
82 | 0.138 | 0.045
83 | 0.138 | 0.045
84 | 0.03 | 0.009
85 | 0.009 | 0.003
86 | 0.018 | 0.006
87 | 0.082 | 0.027
88 | 0.03 | 0.009
89 | 0.157 | 0.051
90 | 0.03 | 0.009
91 | 0.009 | 0.003
92 | 0.018 | 0.006
93 | 0.03 | 0.009
94 | 0.018 | 0.006
95 | 0.009 | 0.003
96 | 0.009 | 0.003
97 | 0.12 | 0.039
98 | 0.014 | 0.004
99 | 0.054 | 0.018
100 | 0.07 | 0.023
101 | 0.106 | 0.035
102 | 0.314 | 0.103
103 | 0.247 | 0.081
104 | 0.082 | 0.027
105 | 0.074 | 0.024
106 | 0.215 | 0.07
107 | 2.057 | 0.676
108 | 0.138 | 0.045
109 | 0.227 | 0.074
110 | 0.09 | 0.029
111 | 0.009 | 0.003
112 | 0.047 | 0.015
113 | 0.009 | 0.003
114 | 0.088 | 0.028
115 | 0.098 | 0.032
116 | 0.047 | 0.015
117 | 0.009 | 0.003
118 | 0.03 | 0.009
119 | 0.12 | 0.039
120 | 0.047 | 0.015
121 | 0.003 | 0.001
122 | 0.009 | 0.003
123 | 0.018 | 0.006
124 | 0.009 | 0.003
125 | 0.047 | 0.015
126 | 0.44 | 0.144
127 | 0.073 | 0.024
128 | 0.173 | 0.057
129 | 0.055 | 0.018
130 | 0.11 | 0.036
131 | 0.03 | 0.009
132 | 0.295 | 0.097
133 | 0.01 | 0.003
134 | 0.577 | 0.189
135 | 0.22 | 0.072
136 | 0.282 | 0.092
137 | 0.186 | 0.061
138 | 0.22 | 0.072
139 | 0.22 | 0.072
140 | 0.018 | 0.006
141 | 0.152 | 0.05
142 | 0.083 | 0.027
143 | 0.066 | 0.021
144 | 0.06 | 0.02
145 | 0.054 | 0.018
146 | 0.096 | 0.031
147 | 0.066 | 0.021

## res_sgen
p_mw | q_mvar

## res_storage
p_mw | q_mvar

## res_shunt
p_mw | q_mvar | vm_pu

## res_gen
p_mw | q_mvar | va_degree | vm_pu

## res_ward
p_mw | q_mvar | vm_pu

## res_xward
p_mw | q_mvar | vm_pu | va_internal_degree | vm_internal_pu

## res_dcline
p_from_mw | q_from_mvar | p_to_mw | q_to_mvar | pl_mw | vm_from_pu | va_from_degree | vm_to_pu | va_to_degree